## Hourly loads
| Space heating energy demand [kW] | Space cooling energy demand [kW]
2020-01-01 | 0
2020-01-01 01:00 | 0
2020-01-01 02:00 | 0
2020-01-01 03:00 | 0
2020-01-01 04:00 | 0
2020-01-01 05:00 | 0
2020-01-01 06:00 | 0
2020-01-01 07:00 | 0
2020-01-01 08:00 | 0.84899
2020-01-01 09:00 | 1.9174
2020-01-01 10:00 | 1.7046
2020-01-01 11:00 | 1.3802
2020-01-01 12:00 | 0.92397
2020-01-01 13:00 | 0.34441
2020-01-01 14:00 | 0.064423
2020-01-01 15:00 | 0.16306
2020-01-01 16:00 | 0.44882
2020-01-01 17:00 | 0.76739
2020-01-01 18:00 | 0.99326
2020-01-01 19:00 | 1.1532
2020-01-01 20:00 | 1.2785
2020-01-01 21:00 | 0.28416
2020-01-01 22:00 | 0
2020-01-01 23:00 | 0
2020-01-02 | 0
2020-01-02 01:00 | 0
2020-01-02 02:00 | 0
2020-01-02 03:00 | 0
2020-01-02 04:00 | 0
2020-01-02 05:00 | 0
2020-01-02 06:00 | 0
2020-01-02 07:00 | 0.8041
2020-01-02 08:00 | 2.7992
2020-01-02 09:00 | 4.0122
2020-01-02 10:00 | 3.8087
2020-01-02 11:00 | 3.6345
2020-01-02 12:00 | 3.4779
2020-01-02 13:00 | 3.3269
2020-01-02 14:00 | 3.3109
2020-01-02 15:00 | 3.3433
2020-01-02 16:00 | 3.4093
2020-01-02 17:00 | 3.104
2020-01-02 18:00 | 3.0883
2020-01-02 19:00 | 3.0913
2020-01-02 20:00 | 3.1078
2020-01-02 21:00 | 1.6585
2020-01-02 22:00 | 0
2020-01-02 23:00 | 0
2020-01-03 | 0
2020-01-03 01:00 | 0
2020-01-03 02:00 | 0
2020-01-03 03:00 | 0
2020-01-03 04:00 | 0
2020-01-03 05:00 | 0
2020-01-03 06:00 | 0
2020-01-03 07:00 | 1.943
2020-01-03 08:00 | 5.1153
2020-01-03 09:00 | 6.144
2020-01-03 10:00 | 5.7421
2020-01-03 11:00 | 5.4313
2020-01-03 12:00 | 5.2266
2020-01-03 13:00 | 5.1074
2020-01-03 14:00 | 5.0088
2020-01-03 15:00 | 4.9447
2020-01-03 16:00 | 4.921
2020-01-03 17:00 | 4.5878
2020-01-03 18:00 | 4.5575
2020-01-03 19:00 | 4.5285
2020-01-03 20:00 | 4.5268
2020-01-03 21:00 | 3.0326
2020-01-03 22:00 | 0
2020-01-03 23:00 | 0
2020-01-04 | 0
2020-01-04 01:00 | 0
2020-01-04 02:00 | 0
2020-01-04 03:00 | 0
2020-01-04 04:00 | 0
2020-01-04 05:00 | 0
2020-01-04 06:00 | 0
2020-01-04 07:00 | 2.9336
2020-01-04 08:00 | 7.1311
2020-01-04 09:00 | 8.0143
2020-01-04 10:00 | 7.5586
2020-01-04 11:00 | 6.748
2020-01-04 12:00 | 5.6481
2020-01-04 13:00 | 4.6333
2020-01-04 14:00 | 4.06
2020-01-04 15:00 | 3.8667
2020-01-04 16:00 | 4.2081
2020-01-04 17:00 | 4.5457
2020-01-04 18:00 | 4.806
2020-01-04 19:00 | 4.9504
2020-01-04 20:00 | 5.0397
2020-01-04 21:00 | 3.6131
2020-01-04 22:00 | 0
2020-01-04 23:00 | 0
2020-01-05 | 0
2020-01-05 01:00 | 0
2020-01-05 02:00 | 0
2020-01-05 03:00 | 0
2020-01-05 04:00 | 0
2020-01-05 05:00 | 0
2020-01-05 06:00 | 0
2020-01-05 07:00 | 3.5419
2020-01-05 08:00 | 8.3541
2020-01-05 09:00 | 9.1668
2020-01-05 10:00 | 8.4593
2020-01-05 11:00 | 7.0624
2020-01-05 12:00 | 5.9451
2020-01-05 13:00 | 5.1212
2020-01-05 14:00 | 4.6214
2020-01-05 15:00 | 4.4996
2020-01-05 16:00 | 4.848
2020-01-05 17:00 | 5.2217
2020-01-05 18:00 | 5.5415
2020-01-05 19:00 | 5.7108
2020-01-05 20:00 | 5.829
2020-01-05 21:00 | 4.3775
2020-01-05 22:00 | 0
2020-01-05 23:00 | 0
2020-01-06 | 0
2020-01-06 01:00 | 0
2020-01-06 02:00 | 0
2020-01-06 03:00 | 0
2020-01-06 04:00 | 0
2020-01-06 05:00 | 0
2020-01-06 06:00 | 0
2020-01-06 07:00 | 4.0756
2020-01-06 08:00 | 9.4244
2020-01-06 09:00 | 10.1386
2020-01-06 10:00 | 9.2674
2020-01-06 11:00 | 8.605
2020-01-06 12:00 | 8.1139
2020-01-06 13:00 | 7.9108
2020-01-06 14:00 | 7.6841
2020-01-06 15:00 | 7.5889
2020-01-06 16:00 | 7.5748
2020-01-06 17:00 | 7.2631
2020-01-06 18:00 | 7.2388
2020-01-06 19:00 | 7.2044
2020-01-06 20:00 | 7.1332
2020-01-06 21:00 | 5.5185
2020-01-06 22:00 | 0
2020-01-06 23:00 | 0
2020-01-07 | 0
2020-01-07 01:00 | 0
2020-01-07 02:00 | 0
2020-01-07 03:00 | 0
2020-01-07 04:00 | 0
2020-01-07 05:00 | 0
2020-01-07 06:00 | 0
2020-01-07 07:00 | 4.2531
2020-01-07 08:00 | 9.9535
2020-01-07 09:00 | 10.5674
2020-01-07 10:00 | 9.9245
2020-01-07 11:00 | 9.4067
2020-01-07 12:00 | 8.9734
2020-01-07 13:00 | 8.615
2020-01-07 14:00 | 8.3322
2020-01-07 15:00 | 8.1207
2020-01-07 16:00 | 7.9611
2020-01-07 17:00 | 7.5083
2020-01-07 18:00 | 7.3672
2020-01-07 19:00 | 7.234
2020-01-07 20:00 | 7.1103
2020-01-07 21:00 | 5.4882
2020-01-07 22:00 | 0
2020-01-07 23:00 | 0
2020-01-08 | 0
2020-01-08 01:00 | 0
2020-01-08 02:00 | 0
2020-01-08 03:00 | 0
2020-01-08 04:00 | 0
2020-01-08 05:00 | 0
2020-01-08 06:00 | 0
2020-01-08 07:00 | 4.189
2020-01-08 08:00 | 9.8461
2020-01-08 09:00 | 10.515
2020-01-08 10:00 | 9.9158
2020-01-08 11:00 | 9.3317
2020-01-08 12:00 | 8.7367
2020-01-08 13:00 | 8.1977
2020-01-08 14:00 | 7.9019
2020-01-08 15:00 | 7.7494
2020-01-08 16:00 | 7.6913
2020-01-08 17:00 | 7.3042
2020-01-08 18:00 | 7.2183
2020-01-08 19:00 | 7.1292
2020-01-08 20:00 | 7.0348
2020-01-08 21:00 | 5.4163
2020-01-08 22:00 | 0
2020-01-08 23:00 | 0
2020-01-09 | 0
2020-01-09 01:00 | 0
2020-01-09 02:00 | 0
2020-01-09 03:00 | 0
2020-01-09 04:00 | 0
2020-01-09 05:00 | 0
2020-01-09 06:00 | 0
2020-01-09 07:00 | 4.0381
2020-01-09 08:00 | 9.518
2020-01-09 09:00 | 10.1182
2020-01-09 10:00 | 9.4858
2020-01-09 11:00 | 8.977
2020-01-09 12:00 | 8.5007
2020-01-09 13:00 | 8.1126
2020-01-09 14:00 | 7.7678
2020-01-09 15:00 | 7.5175
2020-01-09 16:00 | 7.3769
2020-01-09 17:00 | 6.9879
2020-01-09 18:00 | 6.8563
2020-01-09 19:00 | 6.7136
2020-01-09 20:00 | 6.6063
2020-01-09 21:00 | 4.9968
2020-01-09 22:00 | 0
2020-01-09 23:00 | 0
2020-01-10 | 0
2020-01-10 01:00 | 0
2020-01-10 02:00 | 0
2020-01-10 03:00 | 0
2020-01-10 04:00 | 0
2020-01-10 05:00 | 0
2020-01-10 06:00 | 0
2020-01-10 07:00 | 3.4919
2020-01-10 08:00 | 8.4396
2020-01-10 09:00 | 9.103
2020-01-10 10:00 | 8.4373
2020-01-10 11:00 | 7.8186
2020-01-10 12:00 | 7.2344
2020-01-10 13:00 | 6.7705
2020-01-10 14:00 | 6.5435
2020-01-10 15:00 | 6.4171
2020-01-10 16:00 | 6.3696
2020-01-10 17:00 | 5.9978
2020-01-10 18:00 | 5.8935
2020-01-10 19:00 | 5.7836
2020-01-10 20:00 | 5.7026
2020-01-10 21:00 | 4.1413
2020-01-10 22:00 | 0
2020-01-10 23:00 | 0
2020-01-11 | 0
2020-01-11 01:00 | 0
2020-01-11 02:00 | 0
2020-01-11 03:00 | 0
2020-01-11 04:00 | 0
2020-01-11 05:00 | 0
2020-01-11 06:00 | 0
2020-01-11 07:00 | 2.8134
2020-01-11 08:00 | 7.1212
2020-01-11 09:00 | 7.9706
2020-01-11 10:00 | 7.4533
2020-01-11 11:00 | 6.8835
2020-01-11 12:00 | 6.123
2020-01-11 13:00 | 5.1134
2020-01-11 14:00 | 4.3369
2020-01-11 15:00 | 3.9596
2020-01-11 16:00 | 4.1691
2020-01-11 17:00 | 4.4542
2020-01-11 18:00 | 4.6466
2020-01-11 19:00 | 4.7312
2020-01-11 20:00 | 4.7244
2020-01-11 21:00 | 3.1561
2020-01-11 22:00 | 0
2020-01-11 23:00 | 0
2020-01-12 | 0
2020-01-12 01:00 | 0
2020-01-12 02:00 | 0
2020-01-12 03:00 | 0
2020-01-12 04:00 | 0
2020-01-12 05:00 | 0
2020-01-12 06:00 | 0
2020-01-12 07:00 | 2.6296
2020-01-12 08:00 | 6.5501
2020-01-12 09:00 | 7.4214
2020-01-12 10:00 | 6.9845
2020-01-12 11:00 | 6.618
2020-01-12 12:00 | 6.2883
2020-01-12 13:00 | 6.0194
2020-01-12 14:00 | 5.763
2020-01-12 15:00 | 5.5918
2020-01-12 16:00 | 5.525
2020-01-12 17:00 | 5.2258
2020-01-12 18:00 | 5.2175
2020-01-12 19:00 | 5.1899
2020-01-12 20:00 | 5.1535
2020-01-12 21:00 | 3.5951
2020-01-12 22:00 | 0
2020-01-12 23:00 | 0
2020-01-13 | 0
2020-01-13 01:00 | 0
2020-01-13 02:00 | 0
2020-01-13 03:00 | 0
2020-01-13 04:00 | 0
2020-01-13 05:00 | 0
2020-01-13 06:00 | 0
2020-01-13 07:00 | 3.1274
2020-01-13 08:00 | 7.5185
2020-01-13 09:00 | 8.2887
2020-01-13 10:00 | 7.4941
2020-01-13 11:00 | 6.7238
2020-01-13 12:00 | 5.7987
2020-01-13 13:00 | 4.9967
2020-01-13 14:00 | 4.4577
2020-01-13 15:00 | 4.3341
2020-01-13 16:00 | 4.4741
2020-01-13 17:00 | 4.7082
2020-01-13 18:00 | 4.9581
2020-01-13 19:00 | 5.101
2020-01-13 20:00 | 5.1786
2020-01-13 21:00 | 3.6972
2020-01-13 22:00 | 0
2020-01-13 23:00 | 0
2020-01-14 | 0
2020-01-14 01:00 | 0
2020-01-14 02:00 | 0
2020-01-14 03:00 | 0
2020-01-14 04:00 | 0
2020-01-14 05:00 | 0
2020-01-14 06:00 | 0
2020-01-14 07:00 | 3.3997
2020-01-14 08:00 | 8.0156
2020-01-14 09:00 | 8.7441
2020-01-14 10:00 | 8.1387
2020-01-14 11:00 | 7.5881
2020-01-14 12:00 | 7.0924
2020-01-14 13:00 | 6.6994
2020-01-14 14:00 | 6.5363
2020-01-14 15:00 | 6.4621
2020-01-14 16:00 | 6.4436
2020-01-14 17:00 | 6.0981
2020-01-14 18:00 | 6.0379
2020-01-14 19:00 | 5.9774
2020-01-14 20:00 | 5.9105
2020-01-14 21:00 | 4.3228
2020-01-14 22:00 | 0
2020-01-14 23:00 | 0
2020-01-15 | 0
2020-01-15 01:00 | 0
2020-01-15 02:00 | 0
2020-01-15 03:00 | 0
2020-01-15 04:00 | 0
2020-01-15 05:00 | 0
2020-01-15 06:00 | 0
2020-01-15 07:00 | 3.4073
2020-01-15 08:00 | 8.1669
2020-01-15 09:00 | 8.9063
2020-01-15 10:00 | 8.3419
2020-01-15 11:00 | 7.8634
2020-01-15 12:00 | 7.4552
2020-01-15 13:00 | 7.1192
2020-01-15 14:00 | 6.8009
2020-01-15 15:00 | 6.572
2020-01-15 16:00 | 6.4543
2020-01-15 17:00 | 6.1154
2020-01-15 18:00 | 6.0618
2020-01-15 19:00 | 5.9889
2020-01-15 20:00 | 5.9192
2020-01-15 21:00 | 4.3331
2020-01-15 22:00 | 0
2020-01-15 23:00 | 0
2020-01-16 | 0
2020-01-16 01:00 | 0
2020-01-16 02:00 | 0
2020-01-16 03:00 | 0
2020-01-16 04:00 | 0
2020-01-16 05:00 | 0
2020-01-16 06:00 | 0
2020-01-16 07:00 | 3.3471
2020-01-16 08:00 | 8.0667
2020-01-16 09:00 | 8.8222
2020-01-16 10:00 | 8.2753
2020-01-16 11:00 | 7.8112
2020-01-16 12:00 | 7.4161
2020-01-16 13:00 | 7.0931
2020-01-16 14:00 | 6.0763
2020-01-16 15:00 | 5.1704
2020-01-16 16:00 | 5.003
2020-01-16 17:00 | 5.2721
2020-01-16 18:00 | 5.5592
2020-01-16 19:00 | 5.6368
2020-01-16 20:00 | 5.6832
2020-01-16 21:00 | 4.1746
2020-01-16 22:00 | 0
2020-01-16 23:00 | 0
2020-01-17 | 0
2020-01-17 01:00 | 0
2020-01-17 02:00 | 0
2020-01-17 03:00 | 0
2020-01-17 04:00 | 0
2020-01-17 05:00 | 0
2020-01-17 06:00 | 0
2020-01-17 07:00 | 3.492
2020-01-17 08:00 | 8.3376
2020-01-17 09:00 | 9.1312
2020-01-17 10:00 | 8.5841
2020-01-17 11:00 | 7.819
2020-01-17 12:00 | 6.6127
2020-01-17 13:00 | 5.4345
2020-01-17 14:00 | 4.7431
2020-01-17 15:00 | 4.4335
2020-01-17 16:00 | 4.4303
2020-01-17 17:00 | 4.6995
2020-01-17 18:00 | 5.0513
2020-01-17 19:00 | 5.2303
2020-01-17 20:00 | 5.3247
2020-01-17 21:00 | 3.8449
2020-01-17 22:00 | 0
2020-01-17 23:00 | 0
2020-01-18 | 0
2020-01-18 01:00 | 0
2020-01-18 02:00 | 0
2020-01-18 03:00 | 0
2020-01-18 04:00 | 0
2020-01-18 05:00 | 0
2020-01-18 06:00 | 0
2020-01-18 07:00 | 3.3188
2020-01-18 08:00 | 7.9098
2020-01-18 09:00 | 8.6637
2020-01-18 10:00 | 8.0645
2020-01-18 11:00 | 7.571
2020-01-18 12:00 | 7.2006
2020-01-18 13:00 | 6.9529
2020-01-18 14:00 | 6.7565
2020-01-18 15:00 | 6.6447
2020-01-18 16:00 | 6.591
2020-01-18 17:00 | 6.2316
2020-01-18 18:00 | 6.1492
2020-01-18 19:00 | 6.0563
2020-01-18 20:00 | 5.9503
2020-01-18 21:00 | 4.3341
2020-01-18 22:00 | 0
2020-01-18 23:00 | 0
2020-01-19 | 0
2020-01-19 01:00 | 0
2020-01-19 02:00 | 0
2020-01-19 03:00 | 0
2020-01-19 04:00 | 0
2020-01-19 05:00 | 0
2020-01-19 06:00 | 0
2020-01-19 07:00 | 3.2874
2020-01-19 08:00 | 7.9581
2020-01-19 09:00 | 8.6847
2020-01-19 10:00 | 7.8494
2020-01-19 11:00 | 7.2789
2020-01-19 12:00 | 6.8412
2020-01-19 13:00 | 6.5611
2020-01-19 14:00 | 5.6661
2020-01-19 15:00 | 4.8659
2020-01-19 16:00 | 4.5489
2020-01-19 17:00 | 4.7088
2020-01-19 18:00 | 5.0361
2020-01-19 19:00 | 5.1308
2020-01-19 20:00 | 5.122
2020-01-19 21:00 | 3.5525
2020-01-19 22:00 | 0
2020-01-19 23:00 | 0
2020-01-20 | 0
2020-01-20 01:00 | 0
2020-01-20 02:00 | 0
2020-01-20 03:00 | 0
2020-01-20 04:00 | 0
2020-01-20 05:00 | 0
2020-01-20 06:00 | 0
2020-01-20 07:00 | 2.8969
2020-01-20 08:00 | 7.0748
2020-01-20 09:00 | 7.8438
2020-01-20 10:00 | 7.2785
2020-01-20 11:00 | 6.8301
2020-01-20 12:00 | 6.4751
2020-01-20 13:00 | 6.1852
2020-01-20 14:00 | 5.9048
2020-01-20 15:00 | 5.6215
2020-01-20 16:00 | 5.5021
2020-01-20 17:00 | 5.1755
2020-01-20 18:00 | 5.1108
2020-01-20 19:00 | 5.0372
2020-01-20 20:00 | 4.9988
2020-01-20 21:00 | 3.4766
2020-01-20 22:00 | 0
2020-01-20 23:00 | 0
2020-01-21 | 0
2020-01-21 01:00 | 0
2020-01-21 02:00 | 0
2020-01-21 03:00 | 0
2020-01-21 04:00 | 0
2020-01-21 05:00 | 0
2020-01-21 06:00 | 0
2020-01-21 07:00 | 2.8636
2020-01-21 08:00 | 7.0248
2020-01-21 09:00 | 7.8193
2020-01-21 10:00 | 7.2076
2020-01-21 11:00 | 6.6458
2020-01-21 12:00 | 6.205
2020-01-21 13:00 | 5.8869
2020-01-21 14:00 | 4.9949
2020-01-21 15:00 | 4.2138
2020-01-21 16:00 | 4.8611
2020-01-21 17:00 | 4.7347
2020-01-21 18:00 | 4.7997
2020-01-21 19:00 | 4.8124
2020-01-21 20:00 | 4.7484
2020-01-21 21:00 | 3.1052
2020-01-21 22:00 | 0
2020-01-21 23:00 | 0
2020-01-22 | 0
2020-01-22 01:00 | 0
2020-01-22 02:00 | 0
2020-01-22 03:00 | 0
2020-01-22 04:00 | 0
2020-01-22 05:00 | 0
2020-01-22 06:00 | 0
2020-01-22 07:00 | 2.2392
2020-01-22 08:00 | 5.806
2020-01-22 09:00 | 6.6531
2020-01-22 10:00 | 6.0991
2020-01-22 11:00 | 5.6391
2020-01-22 12:00 | 5.3108
2020-01-22 13:00 | 5.1032
2020-01-22 14:00 | 4.9006
2020-01-22 15:00 | 4.7347
2020-01-22 16:00 | 4.6265
2020-01-22 17:00 | 4.2291
2020-01-22 18:00 | 4.1135
2020-01-22 19:00 | 3.9767
2020-01-22 20:00 | 3.8313
2020-01-22 21:00 | 2.1628
2020-01-22 22:00 | 0
2020-01-22 23:00 | 0
2020-01-23 | 0
2020-01-23 01:00 | 0
2020-01-23 02:00 | 0
2020-01-23 03:00 | 0
2020-01-23 04:00 | 0
2020-01-23 05:00 | 0
2020-01-23 06:00 | 0
2020-01-23 07:00 | 1.5322
2020-01-23 08:00 | 4.477
2020-01-23 09:00 | 5.5699
2020-01-23 10:00 | 5.1607
2020-01-23 11:00 | 4.8402
2020-01-23 12:00 | 4.6032
2020-01-23 13:00 | 4.4267
2020-01-23 14:00 | 4.3261
2020-01-23 15:00 | 4.2959
2020-01-23 16:00 | 4.2788
2020-01-23 17:00 | 3.9493
2020-01-23 18:00 | 3.9246
2020-01-23 19:00 | 3.8748
2020-01-23 20:00 | 3.8083
2020-01-23 21:00 | 2.2135
2020-01-23 22:00 | 0
2020-01-23 23:00 | 0
2020-01-24 | 0
2020-01-24 01:00 | 0
2020-01-24 02:00 | 0
2020-01-24 03:00 | 0
2020-01-24 04:00 | 0
2020-01-24 05:00 | 0
2020-01-24 06:00 | 0
2020-01-24 07:00 | 1.9402
2020-01-24 08:00 | 5.1198
2020-01-24 09:00 | 6.0954
2020-01-24 10:00 | 5.6397
2020-01-24 11:00 | 5.1773
2020-01-24 12:00 | 4.7385
2020-01-24 13:00 | 4.3427
2020-01-24 14:00 | 4.0932
2020-01-24 15:00 | 3.9926
2020-01-24 16:00 | 4.0141
2020-01-24 17:00 | 3.7968
2020-01-24 18:00 | 3.8697
2020-01-24 19:00 | 3.8965
2020-01-24 20:00 | 3.9141
2020-01-24 21:00 | 2.4131
2020-01-24 22:00 | 0
2020-01-24 23:00 | 0
2020-01-25 | 0
2020-01-25 01:00 | 0
2020-01-25 02:00 | 0
2020-01-25 03:00 | 0
2020-01-25 04:00 | 0
2020-01-25 05:00 | 0
2020-01-25 06:00 | 0
2020-01-25 07:00 | 2.0572
2020-01-25 08:00 | 5.2489
2020-01-25 09:00 | 6.0169
2020-01-25 10:00 | 5.4788
2020-01-25 11:00 | 5.0296
2020-01-25 12:00 | 4.6767
2020-01-25 13:00 | 4.4063
2020-01-25 14:00 | 4.2274
2020-01-25 15:00 | 4.1159
2020-01-25 16:00 | 4.0669
2020-01-25 17:00 | 3.7205
2020-01-25 18:00 | 3.6424
2020-01-25 19:00 | 3.5459
2020-01-25 20:00 | 3.439
2020-01-25 21:00 | 1.8244
2020-01-25 22:00 | 0
2020-01-25 23:00 | 0
2020-01-26 | 0
2020-01-26 01:00 | 0
2020-01-26 02:00 | 0
2020-01-26 03:00 | 0
2020-01-26 04:00 | 0
2020-01-26 05:00 | 0
2020-01-26 06:00 | 0
2020-01-26 07:00 | 1.3954
2020-01-26 08:00 | 4.0584
2020-01-26 09:00 | 5.054
2020-01-26 10:00 | 4.4562
2020-01-26 11:00 | 4.0145
2020-01-26 12:00 | 3.7319
2020-01-26 13:00 | 3.6028
2020-01-26 14:00 | 3.3862
2020-01-26 15:00 | 3.2506
2020-01-26 16:00 | 3.1678
2020-01-26 17:00 | 2.9507
2020-01-26 18:00 | 3.1086
2020-01-26 19:00 | 3.2312
2020-01-26 20:00 | 3.2973
2020-01-26 21:00 | 1.7939
2020-01-26 22:00 | 0
2020-01-26 23:00 | 0
2020-01-27 | 0
2020-01-27 01:00 | 0
2020-01-27 02:00 | 0
2020-01-27 03:00 | 0
2020-01-27 04:00 | 0
2020-01-27 05:00 | 0
2020-01-27 06:00 | 0
2020-01-27 07:00 | 1.8779
2020-01-27 08:00 | 4.9568
2020-01-27 09:00 | 5.9597
2020-01-27 10:00 | 5.0016
2020-01-27 11:00 | 4.0324
2020-01-27 12:00 | 3.6904
2020-01-27 13:00 | 3.9726
2020-01-27 14:00 | 3.976
2020-01-27 15:00 | 4.0116
2020-01-27 16:00 | 4.0777
2020-01-27 17:00 | 3.8371
2020-01-27 18:00 | 3.8748
2020-01-27 19:00 | 3.8856
2020-01-27 20:00 | 3.8748
2020-01-27 21:00 | 2.3382
2020-01-27 22:00 | 0
2020-01-27 23:00 | 0
2020-01-28 | 0
2020-01-28 01:00 | 0
2020-01-28 02:00 | 0
2020-01-28 03:00 | 0
2020-01-28 04:00 | 0
2020-01-28 05:00 | 0
2020-01-28 06:00 | 0
2020-01-28 07:00 | 1.989
2020-01-28 08:00 | 5.1786
2020-01-28 09:00 | 6.0581
2020-01-28 10:00 | 5.5519
2020-01-28 11:00 | 5.0718
2020-01-28 12:00 | 4.6484
2020-01-28 13:00 | 4.2616
2020-01-28 14:00 | 4.0471
2020-01-28 15:00 | 3.983
2020-01-28 16:00 | 4.0642
2020-01-28 17:00 | 3.8211
2020-01-28 18:00 | 3.8632
2020-01-28 19:00 | 3.8801
2020-01-28 20:00 | 3.8411
2020-01-28 21:00 | 2.2327
2020-01-28 22:00 | 0
2020-01-28 23:00 | 0
2020-01-29 | 0
2020-01-29 01:00 | 0
2020-01-29 02:00 | 0
2020-01-29 03:00 | 0
2020-01-29 04:00 | 0
2020-01-29 05:00 | 0
2020-01-29 06:00 | 0
2020-01-29 07:00 | 1.8118
2020-01-29 08:00 | 4.8836
2020-01-29 09:00 | 5.8493
2020-01-29 10:00 | 5.3756
2020-01-29 11:00 | 4.9491
2020-01-29 12:00 | 4.5896
2020-01-29 13:00 | 4.3456
2020-01-29 14:00 | 4.1461
2020-01-29 15:00 | 4.0508
2020-01-29 16:00 | 4.0317
2020-01-29 17:00 | 3.6941
2020-01-29 18:00 | 3.6516
2020-01-29 19:00 | 3.5841
2020-01-29 20:00 | 3.5282
2020-01-29 21:00 | 1.9706
2020-01-29 22:00 | 0
2020-01-29 23:00 | 0
2020-01-30 | 0
2020-01-30 01:00 | 0
2020-01-30 02:00 | 0
2020-01-30 03:00 | 0
2020-01-30 04:00 | 0
2020-01-30 05:00 | 0
2020-01-30 06:00 | 0
2020-01-30 07:00 | 1.6781
2020-01-30 08:00 | 4.5907
2020-01-30 09:00 | 5.5683
2020-01-30 10:00 | 5.0939
2020-01-30 11:00 | 4.6079
2020-01-30 12:00 | 4.1879
2020-01-30 13:00 | 3.8595
2020-01-30 14:00 | 3.7626
2020-01-30 15:00 | 3.823
2020-01-30 16:00 | 3.9434
2020-01-30 17:00 | 3.6775
2020-01-30 18:00 | 3.752
2020-01-30 19:00 | 3.7969
2020-01-30 20:00 | 3.848
2020-01-30 21:00 | 2.3915
2020-01-30 22:00 | 0
2020-01-30 23:00 | 0
2020-01-31 | 0
2020-01-31 01:00 | 0
2020-01-31 02:00 | 0
2020-01-31 03:00 | 0
2020-01-31 04:00 | 0
2020-01-31 05:00 | 0
2020-01-31 06:00 | 0
2020-01-31 07:00 | 2.4784
2020-01-31 08:00 | 6.1308
2020-01-31 09:00 | 6.938
2020-01-31 10:00 | 5.8697
2020-01-31 11:00 | 4.5097
2020-01-31 12:00 | 3.311
2020-01-31 13:00 | 2.3451
2020-01-31 14:00 | 1.7774
2020-01-31 15:00 | 1.705
2020-01-31 16:00 | 2.1439
2020-01-31 17:00 | 2.506
2020-01-31 18:00 | 2.9884
2020-01-31 19:00 | 3.2338
2020-01-31 20:00 | 3.3961
2020-01-31 21:00 | 1.9938
2020-01-31 22:00 | 0
2020-01-31 23:00 | 0
2020-02-01 | 0
2020-02-01 01:00 | 0
2020-02-01 02:00 | 0
2020-02-01 03:00 | 0
2020-02-01 04:00 | 0
2020-02-01 05:00 | 0
2020-02-01 06:00 | 0
2020-02-01 07:00 | 2.6191
2020-02-01 08:00 | 6.2905
2020-02-01 09:00 | 7.1853
2020-02-01 10:00 | 6.6392
2020-02-01 11:00 | 6.1382
2020-02-01 12:00 | 5.9779
2020-02-01 13:00 | 5.79
2020-02-01 14:00 | 5.6518
2020-02-01 15:00 | 5.581
2020-02-01 16:00 | 5.571
2020-02-01 17:00 | 5.2747
2020-02-01 18:00 | 5.2762
2020-02-01 19:00 | 5.2533
2020-02-01 20:00 | 5.2239
2020-02-01 21:00 | 3.6844
2020-02-01 22:00 | 0
2020-02-01 23:00 | 0
2020-02-02 | 0
2020-02-02 01:00 | 0
2020-02-02 02:00 | 0
2020-02-02 03:00 | 0
2020-02-02 04:00 | 0
2020-02-02 05:00 | 0
2020-02-02 06:00 | 0
2020-02-02 07:00 | 3.0969
2020-02-02 08:00 | 7.4842
2020-02-02 09:00 | 8.2726
2020-02-02 10:00 | 7.7471
2020-02-02 11:00 | 7.3168
2020-02-02 12:00 | 6.9324
2020-02-02 13:00 | 6.6278
2020-02-02 14:00 | 6.3743
2020-02-02 15:00 | 6.1763
2020-02-02 16:00 | 6.0601
2020-02-02 17:00 | 5.6609
2020-02-02 18:00 | 5.6418
2020-02-02 19:00 | 5.573
2020-02-02 20:00 | 5.51
2020-02-02 21:00 | 3.9322
2020-02-02 22:00 | 0
2020-02-02 23:00 | 0
2020-02-03 | 0
2020-02-03 01:00 | 0
2020-02-03 02:00 | 0
2020-02-03 03:00 | 0
2020-02-03 04:00 | 0
2020-02-03 05:00 | 0
2020-02-03 06:00 | 0
2020-02-03 07:00 | 3.0973
2020-02-03 08:00 | 7.5252
2020-02-03 09:00 | 8.287
2020-02-03 10:00 | 7.7153
2020-02-03 11:00 | 7.2425
2020-02-03 12:00 | 6.8251
2020-02-03 13:00 | 6.4544
2020-02-03 14:00 | 6.1867
2020-02-03 15:00 | 6.0363
2020-02-03 16:00 | 5.9527
2020-02-03 17:00 | 5.566
2020-02-03 18:00 | 5.5624
2020-02-03 19:00 | 5.5053
2020-02-03 20:00 | 5.4283
2020-02-03 21:00 | 3.8223
2020-02-03 22:00 | 0
2020-02-03 23:00 | 0
2020-02-04 | 0
2020-02-04 01:00 | 0
2020-02-04 02:00 | 0
2020-02-04 03:00 | 0
2020-02-04 04:00 | 0
2020-02-04 05:00 | 0
2020-02-04 06:00 | 0
2020-02-04 07:00 | 2.8742
2020-02-04 08:00 | 7.1005
2020-02-04 09:00 | 7.8862
2020-02-04 10:00 | 7.3278
2020-02-04 11:00 | 6.8439
2020-02-04 12:00 | 6.4127
2020-02-04 13:00 | 6.0511
2020-02-04 14:00 | 5.7815
2020-02-04 15:00 | 5.5843
2020-02-04 16:00 | 5.4509
2020-02-04 17:00 | 5.0414
2020-02-04 18:00 | 4.9361
2020-02-04 19:00 | 4.8094
2020-02-04 20:00 | 4.7074
2020-02-04 21:00 | 3.1216
2020-02-04 22:00 | 0
2020-02-04 23:00 | 0
2020-02-05 | 0
2020-02-05 01:00 | 0
2020-02-05 02:00 | 0
2020-02-05 03:00 | 0
2020-02-05 04:00 | 0
2020-02-05 05:00 | 0
2020-02-05 06:00 | 0
2020-02-05 07:00 | 2.2818
2020-02-05 08:00 | 5.9086
2020-02-05 09:00 | 6.7517
2020-02-05 10:00 | 6.1472
2020-02-05 11:00 | 5.5945
2020-02-05 12:00 | 5.0757
2020-02-05 13:00 | 4.9839
2020-02-05 14:00 | 4.7929
2020-02-05 15:00 | 4.6881
2020-02-05 16:00 | 4.6663
2020-02-05 17:00 | 4.406
2020-02-05 18:00 | 4.4597
2020-02-05 19:00 | 4.4704
2020-02-05 20:00 | 4.4346
2020-02-05 21:00 | 2.8422
2020-02-05 22:00 | 0
2020-02-05 23:00 | 0
2020-02-06 | 0
2020-02-06 01:00 | 0
2020-02-06 02:00 | 0
2020-02-06 03:00 | 0
2020-02-06 04:00 | 0
2020-02-06 05:00 | 0
2020-02-06 06:00 | 0
2020-02-06 07:00 | 2.3821
2020-02-06 08:00 | 6.0129
2020-02-06 09:00 | 6.8421
2020-02-06 10:00 | 6.2069
2020-02-06 11:00 | 5.6749
2020-02-06 12:00 | 5.1959
2020-02-06 13:00 | 4.8272
2020-02-06 14:00 | 4.5988
2020-02-06 15:00 | 4.5156
2020-02-06 16:00 | 4.5824
2020-02-06 17:00 | 4.3323
2020-02-06 18:00 | 4.3718
2020-02-06 19:00 | 4.431
2020-02-06 20:00 | 4.4265
2020-02-06 21:00 | 2.8612
2020-02-06 22:00 | 0
2020-02-06 23:00 | 0
2020-02-07 | 0
2020-02-07 01:00 | 0
2020-02-07 02:00 | 0
2020-02-07 03:00 | 0
2020-02-07 04:00 | 0
2020-02-07 05:00 | 0
2020-02-07 06:00 | 0
2020-02-07 07:00 | 2.3352
2020-02-07 08:00 | 5.9519
2020-02-07 09:00 | 6.8231
2020-02-07 10:00 | 6.2442
2020-02-07 11:00 | 5.7411
2020-02-07 12:00 | 5.2713
2020-02-07 13:00 | 4.8965
2020-02-07 14:00 | 4.7388
2020-02-07 15:00 | 4.3162
2020-02-07 16:00 | 3.9735
2020-02-07 17:00 | 4.1295
2020-02-07 18:00 | 4.3632
2020-02-07 19:00 | 4.4702
2020-02-07 20:00 | 4.5097
2020-02-07 21:00 | 2.9938
2020-02-07 22:00 | 0
2020-02-07 23:00 | 0
2020-02-08 | 0
2020-02-08 01:00 | 0
2020-02-08 02:00 | 0
2020-02-08 03:00 | 0
2020-02-08 04:00 | 0
2020-02-08 05:00 | 0
2020-02-08 06:00 | 0
2020-02-08 07:00 | 2.6491
2020-02-08 08:00 | 6.5804
2020-02-08 09:00 | 7.4604
2020-02-08 10:00 | 6.8845
2020-02-08 11:00 | 6.4304
2020-02-08 12:00 | 6.116
2020-02-08 13:00 | 5.9046
2020-02-08 14:00 | 5.7335
2020-02-08 15:00 | 5.6377
2020-02-08 16:00 | 5.5745
2020-02-08 17:00 | 5.2248
2020-02-08 18:00 | 5.2438
2020-02-08 19:00 | 5.2455
2020-02-08 20:00 | 5.2423
2020-02-08 21:00 | 3.6996
2020-02-08 22:00 | 0
2020-02-08 23:00 | 0
2020-02-09 | 0
2020-02-09 01:00 | 0
2020-02-09 02:00 | 0
2020-02-09 03:00 | 0
2020-02-09 04:00 | 0
2020-02-09 05:00 | 0
2020-02-09 06:00 | 0
2020-02-09 07:00 | 3.14
2020-02-09 08:00 | 7.5713
2020-02-09 09:00 | 8.3762
2020-02-09 10:00 | 7.8381
2020-02-09 11:00 | 7.3155
2020-02-09 12:00 | 6.7805
2020-02-09 13:00 | 6.277
2020-02-09 14:00 | 5.9645
2020-02-09 15:00 | 5.8369
2020-02-09 16:00 | 5.8392
2020-02-09 17:00 | 5.689
2020-02-09 18:00 | 5.8371
2020-02-09 19:00 | 5.923
2020-02-09 20:00 | 5.9385
2020-02-09 21:00 | 4.377
2020-02-09 22:00 | 0
2020-02-09 23:00 | 0
2020-02-10 | 0
2020-02-10 01:00 | 0
2020-02-10 02:00 | 0
2020-02-10 03:00 | 0
2020-02-10 04:00 | 0
2020-02-10 05:00 | 0
2020-02-10 06:00 | 0
2020-02-10 07:00 | 3.7237
2020-02-10 08:00 | 8.7973
2020-02-10 09:00 | 9.4047
2020-02-10 10:00 | 8.4842
2020-02-10 11:00 | 7.7279
2020-02-10 12:00 | 7.214
2020-02-10 13:00 | 5.8887
2020-02-10 14:00 | 5.2821
2020-02-10 15:00 | 5.0028
2020-02-10 16:00 | 4.9547
2020-02-10 17:00 | 5.0897
2020-02-10 18:00 | 5.5681
2020-02-10 19:00 | 5.8298
2020-02-10 20:00 | 5.9521
2020-02-10 21:00 | 4.4475
2020-02-10 22:00 | 0
2020-02-10 23:00 | 0
2020-02-11 | 0
2020-02-11 01:00 | 0
2020-02-11 02:00 | 0
2020-02-11 03:00 | 0
2020-02-11 04:00 | 0
2020-02-11 05:00 | 0
2020-02-11 06:00 | 0
2020-02-11 07:00 | 3.7354
2020-02-11 08:00 | 8.7502
2020-02-11 09:00 | 9.2871
2020-02-11 10:00 | 8.2706
2020-02-11 11:00 | 7.367
2020-02-11 12:00 | 6.8329
2020-02-11 13:00 | 6.4691
2020-02-11 14:00 | 5.1111
2020-02-11 15:00 | 4.7123
2020-02-11 16:00 | 4.8119
2020-02-11 17:00 | 4.92
2020-02-11 18:00 | 5.3163
2020-02-11 19:00 | 5.4952
2020-02-11 20:00 | 5.6168
2020-02-11 21:00 | 4.1953
2020-02-11 22:00 | 0
2020-02-11 23:00 | 0
2020-02-12 | 0
2020-02-12 01:00 | 0
2020-02-12 02:00 | 0
2020-02-12 03:00 | 0
2020-02-12 04:00 | 0
2020-02-12 05:00 | 0
2020-02-12 06:00 | 0
2020-02-12 07:00 | 3.9128
2020-02-12 08:00 | 9.0383
2020-02-12 09:00 | 9.4486
2020-02-12 10:00 | 8.0651
2020-02-12 11:00 | 6.6361
2020-02-12 12:00 | 5.2992
2020-02-12 13:00 | 4.2819
2020-02-12 14:00 | 3.6098
2020-02-12 15:00 | 3.3691
2020-02-12 16:00 | 3.5931
2020-02-12 17:00 | 3.8454
2020-02-12 18:00 | 4.5977
2020-02-12 19:00 | 4.9451
2020-02-12 20:00 | 5.1753
2020-02-12 21:00 | 3.839
2020-02-12 22:00 | 0
2020-02-12 23:00 | 0
2020-02-13 | 0
2020-02-13 01:00 | 0
2020-02-13 02:00 | 0
2020-02-13 03:00 | 0
2020-02-13 04:00 | 0
2020-02-13 05:00 | 0
2020-02-13 06:00 | 0
2020-02-13 07:00 | 3.8349
2020-02-13 08:00 | 8.8348
2020-02-13 09:00 | 9.4662
2020-02-13 10:00 | 8.1641
2020-02-13 11:00 | 7.2351
2020-02-13 12:00 | 6.9925
2020-02-13 13:00 | 6.6331
2020-02-13 14:00 | 6.3278
2020-02-13 15:00 | 6.16
2020-02-13 16:00 | 6.1838
2020-02-13 17:00 | 6.0019
2020-02-13 18:00 | 6.1068
2020-02-13 19:00 | 6.13
2020-02-13 20:00 | 6.1145
2020-02-13 21:00 | 4.5587
2020-02-13 22:00 | 0
2020-02-13 23:00 | 0
2020-02-14 | 0
2020-02-14 01:00 | 0
2020-02-14 02:00 | 0
2020-02-14 03:00 | 0
2020-02-14 04:00 | 0
2020-02-14 05:00 | 0
2020-02-14 06:00 | 0
2020-02-14 07:00 | 3.6856
2020-02-14 08:00 | 8.7213
2020-02-14 09:00 | 9.2826
2020-02-14 10:00 | 8.6479
2020-02-14 11:00 | 7.3682
2020-02-14 12:00 | 5.953
2020-02-14 13:00 | 4.6577
2020-02-14 14:00 | 3.8029
2020-02-14 15:00 | 3.4677
2020-02-14 16:00 | 3.6509
2020-02-14 17:00 | 3.9944
2020-02-14 18:00 | 4.6036
2020-02-14 19:00 | 4.8898
2020-02-14 20:00 | 5.0511
2020-02-14 21:00 | 3.6447
2020-02-14 22:00 | 0
2020-02-14 23:00 | 0
2020-02-15 | 0
2020-02-15 01:00 | 0
2020-02-15 02:00 | 0
2020-02-15 03:00 | 0
2020-02-15 04:00 | 0
2020-02-15 05:00 | 0
2020-02-15 06:00 | 0
2020-02-15 07:00 | 3.2539
2020-02-15 08:00 | 7.7467
2020-02-15 09:00 | 8.3595
2020-02-15 10:00 | 7.2522
2020-02-15 11:00 | 6.0401
2020-02-15 12:00 | 4.8225
2020-02-15 13:00 | 3.7353
2020-02-15 14:00 | 3.0988
2020-02-15 15:00 | 3.0093
2020-02-15 16:00 | 3.1462
2020-02-15 17:00 | 3.2918
2020-02-15 18:00 | 3.9753
2020-02-15 19:00 | 4.3136
2020-02-15 20:00 | 4.5041
2020-02-15 21:00 | 3.1083
2020-02-15 22:00 | 0
2020-02-15 23:00 | 0
2020-02-16 | 0
2020-02-16 01:00 | 0
2020-02-16 02:00 | 0
2020-02-16 03:00 | 0
2020-02-16 04:00 | 0
2020-02-16 05:00 | 0
2020-02-16 06:00 | 0
2020-02-16 07:00 | 2.7276
2020-02-16 08:00 | 6.7138
2020-02-16 09:00 | 7.5156
2020-02-16 10:00 | 6.8686
2020-02-16 11:00 | 6.2372
2020-02-16 12:00 | 5.7256
2020-02-16 13:00 | 5.236
2020-02-16 14:00 | 4.9135
2020-02-16 15:00 | 4.7694
2020-02-16 16:00 | 4.7947
2020-02-16 17:00 | 4.4335
2020-02-16 18:00 | 4.6752
2020-02-16 19:00 | 4.7752
2020-02-16 20:00 | 4.8135
2020-02-16 21:00 | 3.3066
2020-02-16 22:00 | 0
2020-02-16 23:00 | 0
2020-02-17 | 0
2020-02-17 01:00 | 0
2020-02-17 02:00 | 0
2020-02-17 03:00 | 0
2020-02-17 04:00 | 0
2020-02-17 05:00 | 0
2020-02-17 06:00 | 0
2020-02-17 07:00 | 2.5817
2020-02-17 08:00 | 6.5203
2020-02-17 09:00 | 7.3315
2020-02-17 10:00 | 6.665
2020-02-17 11:00 | 6.0274
2020-02-17 12:00 | 5.6464
2020-02-17 13:00 | 5.6448
2020-02-17 14:00 | 5.2112
2020-02-17 15:00 | 4.7903
2020-02-17 16:00 | 4.5314
2020-02-17 17:00 | 4.3761
2020-02-17 18:00 | 4.591
2020-02-17 19:00 | 4.6796
2020-02-17 20:00 | 4.7328
2020-02-17 21:00 | 3.2351
2020-02-17 22:00 | 0
2020-02-17 23:00 | 0
2020-02-18 | 0
2020-02-18 01:00 | 0
2020-02-18 02:00 | 0
2020-02-18 03:00 | 0
2020-02-18 04:00 | 0
2020-02-18 05:00 | 0
2020-02-18 06:00 | 0
2020-02-18 07:00 | 2.7275
2020-02-18 08:00 | 6.7193
2020-02-18 09:00 | 7.5058
2020-02-18 10:00 | 6.9803
2020-02-18 11:00 | 6.5082
2020-02-18 12:00 | 6.0843
2020-02-18 13:00 | 5.729
2020-02-18 14:00 | 5.4662
2020-02-18 15:00 | 5.2964
2020-02-18 16:00 | 5.1951
2020-02-18 17:00 | 4.799
2020-02-18 18:00 | 4.8005
2020-02-18 19:00 | 4.7852
2020-02-18 20:00 | 4.7545
2020-02-18 21:00 | 3.1953
2020-02-18 22:00 | 0
2020-02-18 23:00 | 0
2020-02-19 | 0
2020-02-19 01:00 | 0
2020-02-19 02:00 | 0
2020-02-19 03:00 | 0
2020-02-19 04:00 | 0
2020-02-19 05:00 | 0
2020-02-19 06:00 | 0
2020-02-19 07:00 | 2.4439
2020-02-19 08:00 | 6.1962
2020-02-19 09:00 | 6.9936
2020-02-19 10:00 | 6.4335
2020-02-19 11:00 | 5.9576
2020-02-19 12:00 | 5.5516
2020-02-19 13:00 | 5.2182
2020-02-19 14:00 | 4.9739
2020-02-19 15:00 | 4.8113
2020-02-19 16:00 | 4.7173
2020-02-19 17:00 | 4.3612
2020-02-19 18:00 | 4.3493
2020-02-19 19:00 | 4.3076
2020-02-19 20:00 | 4.2409
2020-02-19 21:00 | 2.6546
2020-02-19 22:00 | 0
2020-02-19 23:00 | 0
2020-02-20 | 0
2020-02-20 01:00 | 0
2020-02-20 02:00 | 0
2020-02-20 03:00 | 0
2020-02-20 04:00 | 0
2020-02-20 05:00 | 0
2020-02-20 06:00 | 0
2020-02-20 07:00 | 1.9602
2020-02-20 08:00 | 5.2219
2020-02-20 09:00 | 6.116
2020-02-20 10:00 | 5.6304
2020-02-20 11:00 | 5.2128
2020-02-20 12:00 | 4.8536
2020-02-20 13:00 | 4.5622
2020-02-20 14:00 | 3.904
2020-02-20 15:00 | 3.6661
2020-02-20 16:00 | 3.5948
2020-02-20 17:00 | 3.3527
2020-02-20 18:00 | 3.4751
2020-02-20 19:00 | 3.5283
2020-02-20 20:00 | 3.5459
2020-02-20 21:00 | 2.034
2020-02-20 22:00 | 0
2020-02-20 23:00 | 0
2020-02-21 | 0
2020-02-21 01:00 | 0
2020-02-21 02:00 | 0
2020-02-21 03:00 | 0
2020-02-21 04:00 | 0
2020-02-21 05:00 | 0
2020-02-21 06:00 | 0
2020-02-21 07:00 | 1.7909
2020-02-21 08:00 | 4.8325
2020-02-21 09:00 | 5.7514
2020-02-21 10:00 | 5.1597
2020-02-21 11:00 | 4.7201
2020-02-21 12:00 | 4.4229
2020-02-21 13:00 | 4.2603
2020-02-21 14:00 | 4.0975
2020-02-21 15:00 | 3.9898
2020-02-21 16:00 | 3.943
2020-02-21 17:00 | 3.5986
2020-02-21 18:00 | 3.5634
2020-02-21 19:00 | 3.4934
2020-02-21 20:00 | 3.4412
2020-02-21 21:00 | 1.9082
2020-02-21 22:00 | 0
2020-02-21 23:00 | 0
2020-02-22 | 0
2020-02-22 01:00 | 0
2020-02-22 02:00 | 0
2020-02-22 03:00 | 0
2020-02-22 04:00 | 0
2020-02-22 05:00 | 0
2020-02-22 06:00 | 0
2020-02-22 07:00 | 2.0375
2020-02-22 08:00 | 5.1441
2020-02-22 09:00 | 5.9453
2020-02-22 10:00 | 5.1249
2020-02-22 11:00 | 4.1089
2020-02-22 12:00 | 3.0643
2020-02-22 13:00 | 2.1237
2020-02-22 14:00 | 1.7608
2020-02-22 15:00 | 1.8141
2020-02-22 16:00 | 2.1806
2020-02-22 17:00 | 2.3154
2020-02-22 18:00 | 2.7959
2020-02-22 19:00 | 3.0944
2020-02-22 20:00 | 3.2564
2020-02-22 21:00 | 1.8039
2020-02-22 22:00 | 0
2020-02-22 23:00 | 0
2020-02-23 | 0
2020-02-23 01:00 | 0
2020-02-23 02:00 | 0
2020-02-23 03:00 | 0
2020-02-23 04:00 | 0
2020-02-23 05:00 | 0
2020-02-23 06:00 | 0
2020-02-23 07:00 | 1.8191
2020-02-23 08:00 | 4.809
2020-02-23 09:00 | 5.6224
2020-02-23 10:00 | 5.1388
2020-02-23 11:00 | 4.5811
2020-02-23 12:00 | 4.1342
2020-02-23 13:00 | 3.797
2020-02-23 14:00 | 3.6001
2020-02-23 15:00 | 3.4058
2020-02-23 16:00 | 3.3301
2020-02-23 17:00 | 3.1448
2020-02-23 18:00 | 3.4167
2020-02-23 19:00 | 3.5701
2020-02-23 20:00 | 3.6243
2020-02-23 21:00 | 2.1195
2020-02-23 22:00 | 0
2020-02-23 23:00 | 0
2020-02-24 | 0
2020-02-24 01:00 | 0
2020-02-24 02:00 | 0
2020-02-24 03:00 | 0
2020-02-24 04:00 | 0
2020-02-24 05:00 | 0
2020-02-24 06:00 | 0
2020-02-24 07:00 | 2.2527
2020-02-24 08:00 | 5.6133
2020-02-24 09:00 | 6.4278
2020-02-24 10:00 | 5.8416
2020-02-24 11:00 | 5.3873
2020-02-24 12:00 | 5.0844
2020-02-24 13:00 | 4.9132
2020-02-24 14:00 | 4.7528
2020-02-24 15:00 | 4.6595
2020-02-24 16:00 | 4.6275
2020-02-24 17:00 | 4.2177
2020-02-24 18:00 | 4.3221
2020-02-24 19:00 | 4.3741
2020-02-24 20:00 | 4.388
2020-02-24 21:00 | 2.8766
2020-02-24 22:00 | 0
2020-02-24 23:00 | 0
2020-02-25 | 0
2020-02-25 01:00 | 0
2020-02-25 02:00 | 0
2020-02-25 03:00 | 0
2020-02-25 04:00 | 0
2020-02-25 05:00 | 0
2020-02-25 06:00 | 0
2020-02-25 07:00 | 2.8355
2020-02-25 08:00 | 6.8065
2020-02-25 09:00 | 7.3443
2020-02-25 10:00 | 6.0193
2020-02-25 11:00 | 5.7876
2020-02-25 12:00 | 5.455
2020-02-25 13:00 | 5.0956
2020-02-25 14:00 | 4.7647
2020-02-25 15:00 | 4.7312
2020-02-25 16:00 | 4.902
2020-02-25 17:00 | 4.6633
2020-02-25 18:00 | 4.7913
2020-02-25 19:00 | 4.8758
2020-02-25 20:00 | 4.9247
2020-02-25 21:00 | 3.4456
2020-02-25 22:00 | 0
2020-02-25 23:00 | 0
2020-02-26 | 0
2020-02-26 01:00 | 0
2020-02-26 02:00 | 0
2020-02-26 03:00 | 0
2020-02-26 04:00 | 0
2020-02-26 05:00 | 0
2020-02-26 06:00 | 0
2020-02-26 07:00 | 3.0985
2020-02-26 08:00 | 7.3786
2020-02-26 09:00 | 7.7497
2020-02-26 10:00 | 6.449
2020-02-26 11:00 | 5.0784
2020-02-26 12:00 | 3.8455
2020-02-26 13:00 | 2.833
2020-02-26 14:00 | 2.1372
2020-02-26 15:00 | 1.9163
2020-02-26 16:00 | 1.9361
2020-02-26 17:00 | 2.0282
2020-02-26 18:00 | 2.8033
2020-02-26 19:00 | 3.2485
2020-02-26 20:00 | 3.507
2020-02-26 21:00 | 2.1689
2020-02-26 22:00 | 0
2020-02-26 23:00 | 0
2020-02-27 | 0
2020-02-27 01:00 | 0
2020-02-27 02:00 | 0
2020-02-27 03:00 | 0
2020-02-27 04:00 | 0
2020-02-27 05:00 | 0
2020-02-27 06:00 | 0
2020-02-27 07:00 | 2.4626
2020-02-27 08:00 | 5.97
2020-02-27 09:00 | 6.4175
2020-02-27 10:00 | 5.152
2020-02-27 11:00 | 3.885
2020-02-27 12:00 | 2.7621
2020-02-27 13:00 | 2.4926
2020-02-27 14:00 | 2.308
2020-02-27 15:00 | 2.3165
2020-02-27 16:00 | 2.4904
2020-02-27 17:00 | 2.3915
2020-02-27 18:00 | 2.7088
2020-02-27 19:00 | 2.9161
2020-02-27 20:00 | 3.0217
2020-02-27 21:00 | 1.5512
2020-02-27 22:00 | 0
2020-02-27 23:00 | 0
2020-02-28 | 0
2020-02-28 01:00 | 0
2020-02-28 02:00 | 0
2020-02-28 03:00 | 0
2020-02-28 04:00 | 0
2020-02-28 05:00 | 0
2020-02-28 06:00 | 0
2020-02-28 07:00 | 1.6565
2020-02-28 08:00 | 4.4641
2020-02-28 09:00 | 5.3333
2020-02-28 10:00 | 4.7176
2020-02-28 11:00 | 4.1463
2020-02-28 12:00 | 3.6155
2020-02-28 13:00 | 3.1837
2020-02-28 14:00 | 2.43
2020-02-28 15:00 | 1.7848
2020-02-28 16:00 | 1.5251
2020-02-28 17:00 | 1.4465
2020-02-28 18:00 | 2.0961
2020-02-28 19:00 | 2.5343
2020-02-28 20:00 | 2.7625
2020-02-28 21:00 | 1.3539
2020-02-28 22:00 | 0
2020-02-28 23:00 | 0
2020-02-29 | 0
2020-02-29 01:00 | 0
2020-02-29 02:00 | 0
2020-02-29 03:00 | 0
2020-02-29 04:00 | 0
2020-02-29 05:00 | 0
2020-02-29 06:00 | 0
2020-02-29 07:00 | 1.3024
2020-02-29 08:00 | 3.7785
2020-02-29 09:00 | 4.6344
2020-02-29 10:00 | 3.8738
2020-02-29 11:00 | 3.236
2020-02-29 12:00 | 2.7273
2020-02-29 13:00 | 2.533
2020-02-29 14:00 | 2.2213
2020-02-29 15:00 | 2.016
2020-02-29 16:00 | 2.0935
2020-02-29 17:00 | 1.9642
2020-02-29 18:00 | 2.1226
2020-02-29 19:00 | 2.1964
2020-02-29 20:00 | 2.2674
2020-02-29 21:00 | 0.82508
2020-02-29 22:00 | 0
2020-02-29 23:00 | 0
2020-03-01 | 0
2020-03-01 01:00 | 0
2020-03-01 02:00 | 0
2020-03-01 03:00 | 0
2020-03-01 04:00 | 0
2020-03-01 05:00 | 0
2020-03-01 06:00 | 0
2020-03-01 07:00 | 1.2382
2020-03-01 08:00 | 3.5688
2020-03-01 09:00 | 4.5774
2020-03-01 10:00 | 4.2885
2020-03-01 11:00 | 3.8513
2020-03-01 12:00 | 3.2996
2020-03-01 13:00 | 2.8084
2020-03-01 14:00 | 2.3719
2020-03-01 15:00 | 2.0914
2020-03-01 16:00 | 2.0139
2020-03-01 17:00 | 1.8905
2020-03-01 18:00 | 2.154
2020-03-01 19:00 | 2.3864
2020-03-01 20:00 | 2.6582
2020-03-01 21:00 | 1.3248
2020-03-01 22:00 | 0
2020-03-01 23:00 | 0
2020-03-02 | 0
2020-03-02 01:00 | 0
2020-03-02 02:00 | 0
2020-03-02 03:00 | 0
2020-03-02 04:00 | 0
2020-03-02 05:00 | 0
2020-03-02 06:00 | 0
2020-03-02 07:00 | 1.4181
2020-03-02 08:00 | 3.9191
2020-03-02 09:00 | 4.7469
2020-03-02 10:00 | 4.1652
2020-03-02 11:00 | 3.603
2020-03-02 12:00 | 3.0835
2020-03-02 13:00 | 2.6886
2020-03-02 14:00 | 2.4187
2020-03-02 15:00 | 2.2817
2020-03-02 16:00 | 2.2867
2020-03-02 17:00 | 2.1227
2020-03-02 18:00 | 2.295
2020-03-02 19:00 | 2.3521
2020-03-02 20:00 | 2.3793
2020-03-02 21:00 | 0.90806
2020-03-02 22:00 | 0
2020-03-02 23:00 | 0
2020-03-03 | 0
2020-03-03 01:00 | 0
2020-03-03 02:00 | 0
2020-03-03 03:00 | 0
2020-03-03 04:00 | 0
2020-03-03 05:00 | 0
2020-03-03 06:00 | 0
2020-03-03 07:00 | 1.2866
2020-03-03 08:00 | 3.667
2020-03-03 09:00 | 4.6808
2020-03-03 10:00 | 4.3239
2020-03-03 11:00 | 3.9686
2020-03-03 12:00 | 3.664
2020-03-03 13:00 | 3.4565
2020-03-03 14:00 | 3.1445
2020-03-03 15:00 | 2.8887
2020-03-03 16:00 | 2.7884
2020-03-03 17:00 | 2.5428
2020-03-03 18:00 | 2.7232
2020-03-03 19:00 | 2.9146
2020-03-03 20:00 | 3.1112
2020-03-03 21:00 | 1.6694
2020-03-03 22:00 | 0
2020-03-03 23:00 | 0
2020-03-04 | 0
2020-03-04 01:00 | 0
2020-03-04 02:00 | 0
2020-03-04 03:00 | 0
2020-03-04 04:00 | 0
2020-03-04 05:00 | 0
2020-03-04 06:00 | 0
2020-03-04 07:00 | 1.8075
2020-03-04 08:00 | 4.72
2020-03-04 09:00 | 5.2857
2020-03-04 10:00 | 4.0416
2020-03-04 11:00 | 2.7826
2020-03-04 12:00 | 1.8379
2020-03-04 13:00 | 1.5009
2020-03-04 14:00 | 1.2103
2020-03-04 15:00 | 1.0747
2020-03-04 16:00 | 1.0839
2020-03-04 17:00 | 0.9782
2020-03-04 18:00 | 1.4818
2020-03-04 19:00 | 1.9791
2020-03-04 20:00 | 2.26
2020-03-04 21:00 | 0.85665
2020-03-04 22:00 | 0
2020-03-04 23:00 | 0
2020-03-05 | 0
2020-03-05 01:00 | 0
2020-03-05 02:00 | 0
2020-03-05 03:00 | 0
2020-03-05 04:00 | 0
2020-03-05 05:00 | 0
2020-03-05 06:00 | 0
2020-03-05 07:00 | 1.6198
2020-03-05 08:00 | 4.2243
2020-03-05 09:00 | 4.7917
2020-03-05 10:00 | 3.6031
2020-03-05 11:00 | 2.3533
2020-03-05 12:00 | 1.4468
2020-03-05 13:00 | 0.93745
2020-03-05 14:00 | 0.71018
2020-03-05 15:00 | 0.6494
2020-03-05 16:00 | 0.64958
2020-03-05 17:00 | 0.54714
2020-03-05 18:00 | 0.96059
2020-03-05 19:00 | 1.3343
2020-03-05 20:00 | 1.6444
2020-03-05 21:00 | 0.64493
2020-03-05 22:00 | 0
2020-03-05 23:00 | 0
2020-03-06 | 0
2020-03-06 01:00 | 0
2020-03-06 02:00 | 0
2020-03-06 03:00 | 0
2020-03-06 04:00 | 0
2020-03-06 05:00 | 0
2020-03-06 06:00 | 0
2020-03-06 07:00 | 1.4418
2020-03-06 08:00 | 3.9206
2020-03-06 09:00 | 4.5192
2020-03-06 10:00 | 3.3573
2020-03-06 11:00 | 2.134
2020-03-06 12:00 | 1.3672
2020-03-06 13:00 | 0.82524
2020-03-06 14:00 | 0.6926
2020-03-06 15:00 | 0.72732
2020-03-06 16:00 | 0.94464
2020-03-06 17:00 | 0.93768
2020-03-06 18:00 | 1.2605
2020-03-06 19:00 | 1.5839
2020-03-06 20:00 | 1.8359
2020-03-06 21:00 | 0.7891
2020-03-06 22:00 | 0
2020-03-06 23:00 | 0
2020-03-07 | 0
2020-03-07 01:00 | 0
2020-03-07 02:00 | 0
2020-03-07 03:00 | 0
2020-03-07 04:00 | 0
2020-03-07 05:00 | 0
2020-03-07 06:00 | 0
2020-03-07 07:00 | 1.6529
2020-03-07 08:00 | 4.3362
2020-03-07 09:00 | 4.9049
2020-03-07 10:00 | 3.6685
2020-03-07 11:00 | 2.3778
2020-03-07 12:00 | 1.5408
2020-03-07 13:00 | 1.0132
2020-03-07 14:00 | 0.68491
2020-03-07 15:00 | 0.60964
2020-03-07 16:00 | 0.60868
2020-03-07 17:00 | 0.48165
2020-03-07 18:00 | 0.93594
2020-03-07 19:00 | 1.3051
2020-03-07 20:00 | 1.5912
2020-03-07 21:00 | 0.74558
2020-03-07 22:00 | 0
2020-03-07 23:00 | 0
2020-03-08 | 0
2020-03-08 01:00 | 0
2020-03-08 02:00 | 0
2020-03-08 03:00 | 0
2020-03-08 04:00 | 0
2020-03-08 05:00 | 0
2020-03-08 06:00 | 0
2020-03-08 07:00 | 1.3116
2020-03-08 08:00 | 3.7576
2020-03-08 09:00 | 4.3632
2020-03-08 10:00 | 3.1454
2020-03-08 11:00 | 1.995
2020-03-08 12:00 | 1.3214
2020-03-08 13:00 | 0.84048
2020-03-08 14:00 | 0.65992
2020-03-08 15:00 | 0.68693
2020-03-08 16:00 | 0.91432
2020-03-08 17:00 | 0.88184
2020-03-08 18:00 | 1.1618
2020-03-08 19:00 | 1.3921
2020-03-08 20:00 | 1.6255
2020-03-08 21:00 | 0.625
2020-03-08 22:00 | 0
2020-03-08 23:00 | 0
2020-03-09 | 0
2020-03-09 01:00 | 0
2020-03-09 02:00 | 0
2020-03-09 03:00 | 0
2020-03-09 04:00 | 0
2020-03-09 05:00 | 0
2020-03-09 06:00 | 0
2020-03-09 07:00 | 1.0826
2020-03-09 08:00 | 3.2483
2020-03-09 09:00 | 4.0497
2020-03-09 10:00 | 3.4411
2020-03-09 11:00 | 2.8386
2020-03-09 12:00 | 2.3714
2020-03-09 13:00 | 1.9273
2020-03-09 14:00 | 1.8491
2020-03-09 15:00 | 2.0243
2020-03-09 16:00 | 2.2748
2020-03-09 17:00 | 2.1257
2020-03-09 18:00 | 2.2911
2020-03-09 19:00 | 2.3792
2020-03-09 20:00 | 2.4656
2020-03-09 21:00 | 1.0202
2020-03-09 22:00 | 0
2020-03-09 23:00 | 0
2020-03-10 | 0
2020-03-10 01:00 | 0
2020-03-10 02:00 | 0
2020-03-10 03:00 | 0
2020-03-10 04:00 | 0
2020-03-10 05:00 | 0
2020-03-10 06:00 | 0
2020-03-10 07:00 | 1.4234
2020-03-10 08:00 | 3.8655
2020-03-10 09:00 | 4.45
2020-03-10 10:00 | 3.3646
2020-03-10 11:00 | 2.1585
2020-03-10 12:00 | 1.3506
2020-03-10 13:00 | 1.0011
2020-03-10 14:00 | 0.98883
2020-03-10 15:00 | 1.1216
2020-03-10 16:00 | 1.4347
2020-03-10 17:00 | 1.198
2020-03-10 18:00 | 1.6195
2020-03-10 19:00 | 1.9954
2020-03-10 20:00 | 2.2013
2020-03-10 21:00 | 0.81524
2020-03-10 22:00 | 0
2020-03-10 23:00 | 0
2020-03-11 | 0
2020-03-11 01:00 | 0
2020-03-11 02:00 | 0
2020-03-11 03:00 | 0
2020-03-11 04:00 | 0
2020-03-11 05:00 | 0
2020-03-11 06:00 | 0
2020-03-11 07:00 | 1.4352
2020-03-11 08:00 | 3.8229
2020-03-11 09:00 | 4.5107
2020-03-11 10:00 | 3.9921
2020-03-11 11:00 | 3.6145
2020-03-11 12:00 | 3.3719
2020-03-11 13:00 | 3.2809
2020-03-11 14:00 | 2.9406
2020-03-11 15:00 | 2.6121
2020-03-11 16:00 | 2.5009
2020-03-11 17:00 | 2.3843
2020-03-11 18:00 | 2.6044
2020-03-11 19:00 | 2.7616
2020-03-11 20:00 | 2.851
2020-03-11 21:00 | 1.4031
2020-03-11 22:00 | 0
2020-03-11 23:00 | 0
2020-03-12 | 0
2020-03-12 01:00 | 0
2020-03-12 02:00 | 0
2020-03-12 03:00 | 0
2020-03-12 04:00 | 0
2020-03-12 05:00 | 0
2020-03-12 06:00 | 0
2020-03-12 07:00 | 1.7798
2020-03-12 08:00 | 4.6203
2020-03-12 09:00 | 5.2942
2020-03-12 10:00 | 4.4054
2020-03-12 11:00 | 3.659
2020-03-12 12:00 | 3.0432
2020-03-12 13:00 | 2.5502
2020-03-12 14:00 | 2.2754
2020-03-12 15:00 | 2.3786
2020-03-12 16:00 | 2.7847
2020-03-12 17:00 | 2.63
2020-03-12 18:00 | 2.8751
2020-03-12 19:00 | 3.0709
2020-03-12 20:00 | 3.1564
2020-03-12 21:00 | 1.7141
2020-03-12 22:00 | 0
2020-03-12 23:00 | 0
2020-03-13 | 0
2020-03-13 01:00 | 0
2020-03-13 02:00 | 0
2020-03-13 03:00 | 0
2020-03-13 04:00 | 0
2020-03-13 05:00 | 0
2020-03-13 06:00 | 0
2020-03-13 07:00 | 2.036
2020-03-13 08:00 | 5.0614
2020-03-13 09:00 | 5.4651
2020-03-13 10:00 | 4.162
2020-03-13 11:00 | 2.9166
2020-03-13 12:00 | 2.0742
2020-03-13 13:00 | 1.8486
2020-03-13 14:00 | 1.5633
2020-03-13 15:00 | 1.4881
2020-03-13 16:00 | 1.6537
2020-03-13 17:00 | 1.6521
2020-03-13 18:00 | 2.0765
2020-03-13 19:00 | 2.4125
2020-03-13 20:00 | 2.5687
2020-03-13 21:00 | 1.1496
2020-03-13 22:00 | 0
2020-03-13 23:00 | 0
2020-03-14 | 0
2020-03-14 01:00 | 0
2020-03-14 02:00 | 0
2020-03-14 03:00 | 0
2020-03-14 04:00 | 0
2020-03-14 05:00 | 0
2020-03-14 06:00 | 0
2020-03-14 07:00 | 1.8179
2020-03-14 08:00 | 4.4561
2020-03-14 09:00 | 4.8221
2020-03-14 10:00 | 3.5872
2020-03-14 11:00 | 2.3059
2020-03-14 12:00 | 1.3645
2020-03-14 13:00 | 0.76862
2020-03-14 14:00 | 0.5788
2020-03-14 15:00 | 0.4898
2020-03-14 16:00 | 0.48472
2020-03-14 17:00 | 0.26343
2020-03-14 18:00 | 0.52171
2020-03-14 19:00 | 0.93515
2020-03-14 20:00 | 1.2568
2020-03-14 21:00 | 0.40791
2020-03-14 22:00 | 0
2020-03-14 23:00 | 0
2020-03-15 | 0
2020-03-15 01:00 | 0
2020-03-15 02:00 | 0
2020-03-15 03:00 | 0
2020-03-15 04:00 | 0
2020-03-15 05:00 | 0
2020-03-15 06:00 | 0
2020-03-15 07:00 | 0.86974
2020-03-15 08:00 | 2.6742
2020-03-15 09:00 | 3.5781
2020-03-15 10:00 | 3.2085
2020-03-15 11:00 | 2.7815
2020-03-15 12:00 | 2.3918
2020-03-15 13:00 | 2.0174
2020-03-15 14:00 | 1.6351
2020-03-15 15:00 | 1.3948
2020-03-15 16:00 | 1.3622
2020-03-15 17:00 | 1.2366
2020-03-15 18:00 | 1.6245
2020-03-15 19:00 | 1.9694
2020-03-15 20:00 | 2.1867
2020-03-15 21:00 | 0.79567
2020-03-15 22:00 | 0
2020-03-15 23:00 | 0
2020-03-16 | 0
2020-03-16 01:00 | 0
2020-03-16 02:00 | 0
2020-03-16 03:00 | 0
2020-03-16 04:00 | 0
2020-03-16 05:00 | 0
2020-03-16 06:00 | 0
2020-03-16 07:00 | 1.2133
2020-03-16 08:00 | 3.53
2020-03-16 09:00 | 4.5768
2020-03-16 10:00 | 4.2129
2020-03-16 11:00 | 3.869
2020-03-16 12:00 | 3.5359
2020-03-16 13:00 | 3.2979
2020-03-16 14:00 | 3.1646
2020-03-16 15:00 | 3.1024
2020-03-16 16:00 | 3.0632
2020-03-16 17:00 | 2.6413
2020-03-16 18:00 | 2.71
2020-03-16 19:00 | 2.8724
2020-03-16 20:00 | 2.9683
2020-03-16 21:00 | 1.5666
2020-03-16 22:00 | 0
2020-03-16 23:00 | 0
2020-03-17 | 0
2020-03-17 01:00 | 0
2020-03-17 02:00 | 0
2020-03-17 03:00 | 0
2020-03-17 04:00 | 0
2020-03-17 05:00 | 0
2020-03-17 06:00 | 0
2020-03-17 07:00 | 1.9
2020-03-17 08:00 | 4.8558
2020-03-17 09:00 | 5.6245
2020-03-17 10:00 | 4.8806
2020-03-17 11:00 | 4.1817
2020-03-17 12:00 | 3.6415
2020-03-17 13:00 | 3.2248
2020-03-17 14:00 | 2.6395
2020-03-17 15:00 | 2.1845
2020-03-17 16:00 | 1.9643
2020-03-17 17:00 | 1.9341
2020-03-17 18:00 | 2.4012
2020-03-17 19:00 | 2.7548
2020-03-17 20:00 | 2.9165
2020-03-17 21:00 | 1.546
2020-03-17 22:00 | 0
2020-03-17 23:00 | 0
2020-03-18 | 0
2020-03-18 01:00 | 0
2020-03-18 02:00 | 0
2020-03-18 03:00 | 0
2020-03-18 04:00 | 0
2020-03-18 05:00 | 0
2020-03-18 06:00 | 0
2020-03-18 07:00 | 1.8883
2020-03-18 08:00 | 4.7719
2020-03-18 09:00 | 5.3609
2020-03-18 10:00 | 4.3337
2020-03-18 11:00 | 3.5785
2020-03-18 12:00 | 3.1267
2020-03-18 13:00 | 2.9566
2020-03-18 14:00 | 2.2868
2020-03-18 15:00 | 1.6984
2020-03-18 16:00 | 1.4864
2020-03-18 17:00 | 1.5096
2020-03-18 18:00 | 2.0079
2020-03-18 19:00 | 2.4293
2020-03-18 20:00 | 2.6765
2020-03-18 21:00 | 1.3599
2020-03-18 22:00 | 0
2020-03-18 23:00 | 0
2020-03-19 | 0
2020-03-19 01:00 | 0
2020-03-19 02:00 | 0
2020-03-19 03:00 | 0
2020-03-19 04:00 | 0
2020-03-19 05:00 | 0
2020-03-19 06:00 | 0
2020-03-19 07:00 | 1.5172
2020-03-19 08:00 | 4.1318
2020-03-19 09:00 | 5.0072
2020-03-19 10:00 | 4.5341
2020-03-19 11:00 | 4.1846
2020-03-19 12:00 | 3.8583
2020-03-19 13:00 | 3.6516
2020-03-19 14:00 | 3.3782
2020-03-19 15:00 | 3.0783
2020-03-19 16:00 | 2.8864
2020-03-19 17:00 | 2.6306
2020-03-19 18:00 | 2.8674
2020-03-19 19:00 | 3.0504
2020-03-19 20:00 | 3.1421
2020-03-19 21:00 | 1.6824
2020-03-19 22:00 | 0
2020-03-19 23:00 | 0
2020-03-20 | 0
2020-03-20 01:00 | 0
2020-03-20 02:00 | 0
2020-03-20 03:00 | 0
2020-03-20 04:00 | 0
2020-03-20 05:00 | 0
2020-03-20 06:00 | 0
2020-03-20 07:00 | 1.6938
2020-03-20 08:00 | 4.4965
2020-03-20 09:00 | 5.378
2020-03-20 10:00 | 4.9201
2020-03-20 11:00 | 4.5474
2020-03-20 12:00 | 4.1998
2020-03-20 13:00 | 3.9156
2020-03-20 14:00 | 3.4481
2020-03-20 15:00 | 2.9476
2020-03-20 16:00 | 2.6037
2020-03-20 17:00 | 2.4559
2020-03-20 18:00 | 2.7581
2020-03-20 19:00 | 2.9651
2020-03-20 20:00 | 3.0415
2020-03-20 21:00 | 1.5792
2020-03-20 22:00 | 0
2020-03-20 23:00 | 0
2020-03-21 | 0
2020-03-21 01:00 | 0
2020-03-21 02:00 | 0
2020-03-21 03:00 | 0
2020-03-21 04:00 | 0
2020-03-21 05:00 | 0
2020-03-21 06:00 | 0
2020-03-21 07:00 | 1.7548
2020-03-21 08:00 | 4.5524
2020-03-21 09:00 | 5.3113
2020-03-21 10:00 | 4.6006
2020-03-21 11:00 | 3.6885
2020-03-21 12:00 | 2.6579
2020-03-21 13:00 | 1.7767
2020-03-21 14:00 | 1.3863
2020-03-21 15:00 | 1.4573
2020-03-21 16:00 | 1.8536
2020-03-21 17:00 | 1.6922
2020-03-21 18:00 | 1.9619
2020-03-21 19:00 | 2.1772
2020-03-21 20:00 | 2.3535
2020-03-21 21:00 | 0.99016
2020-03-21 22:00 | 0
2020-03-21 23:00 | 0
2020-03-22 | 0
2020-03-22 01:00 | 0
2020-03-22 02:00 | 0
2020-03-22 03:00 | 0
2020-03-22 04:00 | 0
2020-03-22 05:00 | 0
2020-03-22 06:00 | 0
2020-03-22 07:00 | 1.3977
2020-03-22 08:00 | 3.8567
2020-03-22 09:00 | 4.7892
2020-03-22 10:00 | 4.3309
2020-03-22 11:00 | 3.8174
2020-03-22 12:00 | 3.2428
2020-03-22 13:00 | 2.7229
2020-03-22 14:00 | 2.2809
2020-03-22 15:00 | 1.9556
2020-03-22 16:00 | 1.8312
2020-03-22 17:00 | 1.8356
2020-03-22 18:00 | 2.2308
2020-03-22 19:00 | 2.5195
2020-03-22 20:00 | 2.6551
2020-03-22 21:00 | 1.2329
2020-03-22 22:00 | 0
2020-03-22 23:00 | 0
2020-03-23 | 0
2020-03-23 01:00 | 0
2020-03-23 02:00 | 0
2020-03-23 03:00 | 0
2020-03-23 04:00 | 0
2020-03-23 05:00 | 0
2020-03-23 06:00 | 0
2020-03-23 07:00 | 1.5576
2020-03-23 08:00 | 4.0209
2020-03-23 09:00 | 4.4473
2020-03-23 10:00 | 3.2771
2020-03-23 11:00 | 2.0563
2020-03-23 12:00 | 1.1719
2020-03-23 13:00 | 0.67784
2020-03-23 14:00 | 0.54572
2020-03-23 15:00 | 0.4739
2020-03-23 16:00 | 0.47218
2020-03-23 17:00 | 0.21
2020-03-23 18:00 | 0.40248
2020-03-23 19:00 | 0.76853
2020-03-23 20:00 | 1.0105
2020-03-23 21:00 | 0.15323
2020-03-23 22:00 | 0
2020-03-23 23:00 | 0
2020-03-24 | 0
2020-03-24 01:00 | 0
2020-03-24 02:00 | 0
2020-03-24 03:00 | 0
2020-03-24 04:00 | 0
2020-03-24 05:00 | 0
2020-03-24 06:00 | 0.69847
2020-03-24 07:00 | 2.9219
2020-03-24 08:00 | 3.7775
2020-03-24 09:00 | 2.8487
2020-03-24 10:00 | 1.7992
2020-03-24 11:00 | 1.0334
2020-03-24 12:00 | 0.59297
2020-03-24 13:00 | 0.42625
2020-03-24 14:00 | 0.29711
2020-03-24 15:00 | 0.22823
2020-03-24 16:00 | 0
2020-03-24 17:00 | 0.016404
2020-03-24 18:00 | 0.042214
2020-03-24 19:00 | 0.16196
2020-03-24 20:00 | 0
2020-03-24 21:00 | 0
2020-03-24 22:00 | 0
2020-03-24 23:00 | 0
2020-03-25 | 0
2020-03-25 01:00 | 0
2020-03-25 02:00 | 0
2020-03-25 03:00 | 0
2020-03-25 04:00 | 0
2020-03-25 05:00 | 0
2020-03-25 06:00 | 0.53331
2020-03-25 07:00 | 2.1222
2020-03-25 08:00 | 2.8297
2020-03-25 09:00 | 2.0136
2020-03-25 10:00 | 1.2554
2020-03-25 11:00 | 0.6721
2020-03-25 12:00 | 0.43553
2020-03-25 13:00 | 0.24975
2020-03-25 14:00 | 0.1246
2020-03-25 15:00 | 0.055956
2020-03-25 16:00 | 0
2020-03-25 17:00 | 0
2020-03-25 18:00 | 0
2020-03-25 19:00 | 0.074176
2020-03-25 20:00 | 0
2020-03-25 21:00 | 0
2020-03-25 22:00 | 0
2020-03-25 23:00 | 0
2020-03-26 | 0
2020-03-26 01:00 | 0
2020-03-26 02:00 | 0
2020-03-26 03:00 | 0
2020-03-26 04:00 | 0
2020-03-26 05:00 | 0
2020-03-26 06:00 | 0.33087
2020-03-26 07:00 | 1.4071
2020-03-26 08:00 | 1.8465
2020-03-26 09:00 | 1.2854
2020-03-26 10:00 | 0.74451
2020-03-26 11:00 | 0.48222
2020-03-26 12:00 | 0.25162
2020-03-26 13:00 | 0.082543
2020-03-26 14:00 | 0
2020-03-26 15:00 | 0
2020-03-26 16:00 | 0
2020-03-26 17:00 | 0
2020-03-26 18:00 | 0
2020-03-26 19:00 | 0
2020-03-26 20:00 | 0
2020-03-26 21:00 | 0
2020-03-26 22:00 | 0
2020-03-26 23:00 | 0
2020-03-27 | 0
2020-03-27 01:00 | 0
2020-03-27 02:00 | 0
2020-03-27 03:00 | 0
2020-03-27 04:00 | 0
2020-03-27 05:00 | 0
2020-03-27 06:00 | 0.13058
2020-03-27 07:00 | 0.69816
2020-03-27 08:00 | 0.9436
2020-03-27 09:00 | 0.75199
2020-03-27 10:00 | 0.53112
2020-03-27 11:00 | 0.3333
2020-03-27 12:00 | 0.16087
2020-03-27 13:00 | 0.012193
2020-03-27 14:00 | 0
2020-03-27 15:00 | 0
2020-03-27 16:00 | 0
2020-03-27 17:00 | 0
2020-03-27 18:00 | 0
2020-03-27 19:00 | 0
2020-03-27 20:00 | 0
2020-03-27 21:00 | 0
2020-03-27 22:00 | 0
2020-03-27 23:00 | 0
2020-03-28 | 0
2020-03-28 01:00 | 0
2020-03-28 02:00 | 0
2020-03-28 03:00 | 0
2020-03-28 04:00 | 0
2020-03-28 05:00 | 0
2020-03-28 06:00 | 0.020422
2020-03-28 07:00 | 0.49909
2020-03-28 08:00 | 0.79531
2020-03-28 09:00 | 0.71497
2020-03-28 10:00 | 0.62253
2020-03-28 11:00 | 0.49413
2020-03-28 12:00 | 0.38185
2020-03-28 13:00 | 0.26809
2020-03-28 14:00 | 0.20762
2020-03-28 15:00 | 0.20448
2020-03-28 16:00 | 0
2020-03-28 17:00 | 0.022527
2020-03-28 18:00 | 0.018503
2020-03-28 19:00 | 0.09745
2020-03-28 20:00 | 0
2020-03-28 21:00 | 0
2020-03-28 22:00 | 0
2020-03-28 23:00 | 0
2020-03-29 | 0
2020-03-29 01:00 | 0
2020-03-29 02:00 | 0
2020-03-29 03:00 | 0
2020-03-29 04:00 | 0
2020-03-29 05:00 | 0
2020-03-29 06:00 | 0.20817
2020-03-29 07:00 | 0.91357
2020-03-29 08:00 | 1.3666
2020-03-29 09:00 | 1.2796
2020-03-29 10:00 | 1.1901
2020-03-29 11:00 | 1.1343
2020-03-29 12:00 | 1.0676
2020-03-29 13:00 | 1.024
2020-03-29 14:00 | 1.0387
2020-03-29 15:00 | 1.0629
2020-03-29 16:00 | 0.75667
2020-03-29 17:00 | 0.77353
2020-03-29 18:00 | 0.91959
2020-03-29 19:00 | 1.0306
2020-03-29 20:00 | 0.012333
2020-03-29 21:00 | 0
2020-03-29 22:00 | 0
2020-03-29 23:00 | 0
2020-03-30 | 0
2020-03-30 01:00 | 0
2020-03-30 02:00 | 0
2020-03-30 03:00 | 0
2020-03-30 04:00 | 0
2020-03-30 05:00 | 0
2020-03-30 06:00 | 0.75777
2020-03-30 07:00 | 2.6061
2020-03-30 08:00 | 3.7199
2020-03-30 09:00 | 3.4294
2020-03-30 10:00 | 3.1228
2020-03-30 11:00 | 2.8475
2020-03-30 12:00 | 2.6253
2020-03-30 13:00 | 2.4611
2020-03-30 14:00 | 2.3388
2020-03-30 15:00 | 2.2728
2020-03-30 16:00 | 1.9273
2020-03-30 17:00 | 1.9099
2020-03-30 18:00 | 1.9889
2020-03-30 19:00 | 2.1201
2020-03-30 20:00 | 0.68807
2020-03-30 21:00 | 0
2020-03-30 22:00 | 0
2020-03-30 23:00 | 0
2020-03-31 | 0
2020-03-31 01:00 | 0
2020-03-31 02:00 | 0
2020-03-31 03:00 | 0
2020-03-31 04:00 | 0
2020-03-31 05:00 | 0
2020-03-31 06:00 | 0.89194
2020-03-31 07:00 | 2.9228
2020-03-31 08:00 | 3.9141
2020-03-31 09:00 | 3.3026
2020-03-31 10:00 | 2.6341
2020-03-31 11:00 | 1.75
2020-03-31 12:00 | 1.0136
2020-03-31 13:00 | 0.43912
2020-03-31 14:00 | 0.28025
2020-03-31 15:00 | 0.22021
2020-03-31 16:00 | 0
2020-03-31 17:00 | 0.034246
2020-03-31 18:00 | 0.090165
2020-03-31 19:00 | 0.34128
2020-03-31 20:00 | 0
2020-03-31 21:00 | 0
2020-03-31 22:00 | 0
2020-03-31 23:00 | 0
2020-04-01 | 0
2020-04-01 01:00 | 0
2020-04-01 02:00 | 0
2020-04-01 03:00 | 0
2020-04-01 04:00 | 0
2020-04-01 05:00 | 0
2020-04-01 06:00 | 0.15139
2020-04-01 07:00 | 1.1123
2020-04-01 08:00 | 1.7443
2020-04-01 09:00 | 1.2847
2020-04-01 10:00 | 0.8168
2020-04-01 11:00 | 0.41198
2020-04-01 12:00 | 0.25943
2020-04-01 13:00 | 0.12548
2020-04-01 14:00 | 0.022359
2020-04-01 15:00 | 0
2020-04-01 16:00 | 0
2020-04-01 17:00 | 0
2020-04-01 18:00 | 0
2020-04-01 19:00 | 0
2020-04-01 20:00 | 0
2020-04-01 21:00 | 0
2020-04-01 22:00 | 0
2020-04-01 23:00 | 0
2020-04-02 | 0
2020-04-02 01:00 | 0
2020-04-02 02:00 | 0
2020-04-02 03:00 | 0
2020-04-02 04:00 | 0
2020-04-02 05:00 | 0
2020-04-02 06:00 | 0.089503
2020-04-02 07:00 | 0.63887
2020-04-02 08:00 | 0.85172
2020-04-02 09:00 | 0.63916
2020-04-02 10:00 | 0.40515
2020-04-02 11:00 | 0.16095
2020-04-02 12:00 | 0
2020-04-02 13:00 | 0
2020-04-02 14:00 | 0
2020-04-02 15:00 | 0
2020-04-02 16:00 | 0
2020-04-02 17:00 | 0
2020-04-02 18:00 | 0
2020-04-02 19:00 | 0
2020-04-02 20:00 | 0
2020-04-02 21:00 | 0
2020-04-02 22:00 | 0
2020-04-02 23:00 | 0
2020-04-03 | 0
2020-04-03 01:00 | 0
2020-04-03 02:00 | 0
2020-04-03 03:00 | 0
2020-04-03 04:00 | 0
2020-04-03 05:00 | 0
2020-04-03 06:00 | 0
2020-04-03 07:00 | 0.38738
2020-04-03 08:00 | 0.55632
2020-04-03 09:00 | 0.33757
2020-04-03 10:00 | 0.08224
2020-04-03 11:00 | 0
2020-04-03 12:00 | 0
2020-04-03 13:00 | 0
2020-04-03 14:00 | 0
2020-04-03 15:00 | 0
2020-04-03 16:00 | 0
2020-04-03 17:00 | 0
2020-04-03 18:00 | 0
2020-04-03 19:00 | 0
2020-04-03 20:00 | 0
2020-04-03 21:00 | 0
2020-04-03 22:00 | 0
2020-04-03 23:00 | 0
2020-04-04 | 0
2020-04-04 01:00 | 0
2020-04-04 02:00 | 0
2020-04-04 03:00 | 0
2020-04-04 04:00 | 0
2020-04-04 05:00 | 0
2020-04-04 06:00 | 0
2020-04-04 07:00 | 0.14225
2020-04-04 08:00 | 0.15104
2020-04-04 09:00 | 0.0356
2020-04-04 10:00 | 0
2020-04-04 11:00 | 0
2020-04-04 12:00 | 0
2020-04-04 13:00 | 0
2020-04-04 14:00 | 0
2020-04-04 15:00 | 0
2020-04-04 16:00 | 0
2020-04-04 17:00 | 0
2020-04-04 18:00 | 0
2020-04-04 19:00 | 0
2020-04-04 20:00 | 0
2020-04-04 21:00 | 0
2020-04-04 22:00 | 0
2020-04-04 23:00 | 0
2020-04-05 | 0
2020-04-05 01:00 | 0
2020-04-05 02:00 | 0
2020-04-05 03:00 | 0
2020-04-05 04:00 | 0
2020-04-05 05:00 | 0
2020-04-05 06:00 | 0
2020-04-05 07:00 | 0.18508
2020-04-05 08:00 | 0.24751
2020-04-05 09:00 | 0.15404
2020-04-05 10:00 | 0.045658
2020-04-05 11:00 | 0
2020-04-05 12:00 | 0
2020-04-05 13:00 | 0.020925
2020-04-05 14:00 | 0
2020-04-05 15:00 | 0
2020-04-05 16:00 | 0
2020-04-05 17:00 | 0
2020-04-05 18:00 | 0
2020-04-05 19:00 | 0
2020-04-05 20:00 | 0
2020-04-05 21:00 | 0
2020-04-05 22:00 | 0
2020-04-05 23:00 | 0
2020-04-06 | 0
2020-04-06 01:00 | 0
2020-04-06 02:00 | 0
2020-04-06 03:00 | 0
2020-04-06 04:00 | 0
2020-04-06 05:00 | 0
2020-04-06 06:00 | 0
2020-04-06 07:00 | 0.41274
2020-04-06 08:00 | 0.60507
2020-04-06 09:00 | 0.42329
2020-04-06 10:00 | 0.26753
2020-04-06 11:00 | 0.11945
2020-04-06 12:00 | 0
2020-04-06 13:00 | 0
2020-04-06 14:00 | 0
2020-04-06 15:00 | 0
2020-04-06 16:00 | 0
2020-04-06 17:00 | 0
2020-04-06 18:00 | 0
2020-04-06 19:00 | 0
2020-04-06 20:00 | 0
2020-04-06 21:00 | 0
2020-04-06 22:00 | 0
2020-04-06 23:00 | 0
2020-04-07 | 0
2020-04-07 01:00 | 0
2020-04-07 02:00 | 0
2020-04-07 03:00 | 0
2020-04-07 04:00 | 0
2020-04-07 05:00 | 0
2020-04-07 06:00 | 0
2020-04-07 07:00 | 0.26481
2020-04-07 08:00 | 0.37613
2020-04-07 09:00 | 0.29772
2020-04-07 10:00 | 0.27707
2020-04-07 11:00 | 0.19051
2020-04-07 12:00 | 0.098692
2020-04-07 13:00 | 0.0076042
2020-04-07 14:00 | 0
2020-04-07 15:00 | 0
2020-04-07 16:00 | 0
2020-04-07 17:00 | 0
2020-04-07 18:00 | 0
2020-04-07 19:00 | 0
2020-04-07 20:00 | 0
2020-04-07 21:00 | 0
2020-04-07 22:00 | 0
2020-04-07 23:00 | 0
2020-04-08 | 0
2020-04-08 01:00 | 0
2020-04-08 02:00 | 0
2020-04-08 03:00 | 0
2020-04-08 04:00 | 0
2020-04-08 05:00 | 0
2020-04-08 06:00 | 0
2020-04-08 07:00 | 0.41435
2020-04-08 08:00 | 0.66305
2020-04-08 09:00 | 0.59099
2020-04-08 10:00 | 0.5238
2020-04-08 11:00 | 0.46331
2020-04-08 12:00 | 0.40873
2020-04-08 13:00 | 0.34988
2020-04-08 14:00 | 0.28069
2020-04-08 15:00 | 0.23775
2020-04-08 16:00 | 0
2020-04-08 17:00 | 0
2020-04-08 18:00 | 0
2020-04-08 19:00 | 0.017475
2020-04-08 20:00 | 0
2020-04-08 21:00 | 0
2020-04-08 22:00 | 0
2020-04-08 23:00 | 0
2020-04-09 | 0
2020-04-09 01:00 | 0
2020-04-09 02:00 | 0
2020-04-09 03:00 | 0
2020-04-09 04:00 | 0
2020-04-09 05:00 | 0
2020-04-09 06:00 | 0.15635
2020-04-09 07:00 | 0.71313
2020-04-09 08:00 | 0.91904
2020-04-09 09:00 | 0.74001
2020-04-09 10:00 | 0.5599
2020-04-09 11:00 | 0.39388
2020-04-09 12:00 | 0.23756
2020-04-09 13:00 | 0.10665
2020-04-09 14:00 | 0.057254
2020-04-09 15:00 | 0.096094
2020-04-09 16:00 | 0
2020-04-09 17:00 | 0
2020-04-09 18:00 | 0
2020-04-09 19:00 | 0.047648
2020-04-09 20:00 | 0
2020-04-09 21:00 | 0
2020-04-09 22:00 | 0
2020-04-09 23:00 | 0
2020-04-10 | 0
2020-04-10 01:00 | 0
2020-04-10 02:00 | 0
2020-04-10 03:00 | 0
2020-04-10 04:00 | 0
2020-04-10 05:00 | 0
2020-04-10 06:00 | 0.12373
2020-04-10 07:00 | 0.66155
2020-04-10 08:00 | 0.925
2020-04-10 09:00 | 0.77538
2020-04-10 10:00 | 0.61019
2020-04-10 11:00 | 0.4944
2020-04-10 12:00 | 0.38609
2020-04-10 13:00 | 0.29005
2020-04-10 14:00 | 0.22853
2020-04-10 15:00 | 0.20431
2020-04-10 16:00 | 0
2020-04-10 17:00 | 0
2020-04-10 18:00 | 0
2020-04-10 19:00 | 0.049637
2020-04-10 20:00 | 0
2020-04-10 21:00 | 0
2020-04-10 22:00 | 0
2020-04-10 23:00 | 0
2020-04-11 | 0
2020-04-11 01:00 | 0
2020-04-11 02:00 | 0
2020-04-11 03:00 | 0
2020-04-11 04:00 | 0
2020-04-11 05:00 | 0
2020-04-11 06:00 | 0.17893
2020-04-11 07:00 | 0.87044
2020-04-11 08:00 | 1.2426
2020-04-11 09:00 | 1.0205
2020-04-11 10:00 | 0.76579
2020-04-11 11:00 | 0.58022
2020-04-11 12:00 | 0.44053
2020-04-11 13:00 | 0.28106
2020-04-11 14:00 | 0.14576
2020-04-11 15:00 | 0.12513
2020-04-11 16:00 | 0
2020-04-11 17:00 | 0
2020-04-11 18:00 | 0
2020-04-11 19:00 | 0.057233
2020-04-11 20:00 | 0
2020-04-11 21:00 | 0
2020-04-11 22:00 | 0
2020-04-11 23:00 | 0
2020-04-12 | 0
2020-04-12 01:00 | 0
2020-04-12 02:00 | 0
2020-04-12 03:00 | 0
2020-04-12 04:00 | 0
2020-04-12 05:00 | 0
2020-04-12 06:00 | 0.15869
2020-04-12 07:00 | 0.84605
2020-04-12 08:00 | 1.2024
2020-04-12 09:00 | 0.90656
2020-04-12 10:00 | 0.65788
2020-04-12 11:00 | 0.54363
2020-04-12 12:00 | 0.44647
2020-04-12 13:00 | 0.3488
2020-04-12 14:00 | 0.24965
2020-04-12 15:00 | 0.23996
2020-04-12 16:00 | 0
2020-04-12 17:00 | 0
2020-04-12 18:00 | 0
2020-04-12 19:00 | 0.082887
2020-04-12 20:00 | 0
2020-04-12 21:00 | 0
2020-04-12 22:00 | 0
2020-04-12 23:00 | 0
2020-04-13 | 0
2020-04-13 01:00 | 0
2020-04-13 02:00 | 0
2020-04-13 03:00 | 0
2020-04-13 04:00 | 0
2020-04-13 05:00 | 0
2020-04-13 06:00 | 0.23817
2020-04-13 07:00 | 1.1688
2020-04-13 08:00 | 1.71
2020-04-13 09:00 | 1.3278
2020-04-13 10:00 | 1.0102
2020-04-13 11:00 | 0.76524
2020-04-13 12:00 | 0.66528
2020-04-13 13:00 | 0.70397
2020-04-13 14:00 | 0.58928
2020-04-13 15:00 | 0.48357
2020-04-13 16:00 | 0.090169
2020-04-13 17:00 | 0.20416
2020-04-13 18:00 | 0.406
2020-04-13 19:00 | 0.57983
2020-04-13 20:00 | 0
2020-04-13 21:00 | 0
2020-04-13 22:00 | 0
2020-04-13 23:00 | 0
2020-04-14 | 0
2020-04-14 01:00 | 0
2020-04-14 02:00 | 0
2020-04-14 03:00 | 0
2020-04-14 04:00 | 0
2020-04-14 05:00 | 0
2020-04-14 06:00 | 0.34904
2020-04-14 07:00 | 1.6988
2020-04-14 08:00 | 2.5265
2020-04-14 09:00 | 2.0471
2020-04-14 10:00 | 1.561
2020-04-14 11:00 | 1.079
2020-04-14 12:00 | 0.70103
2020-04-14 13:00 | 0.4079
2020-04-14 14:00 | 0.32887
2020-04-14 15:00 | 0.30094
2020-04-14 16:00 | 0
2020-04-14 17:00 | 0
2020-04-14 18:00 | 0.041018
2020-04-14 19:00 | 0.22001
2020-04-14 20:00 | 0
2020-04-14 21:00 | 0
2020-04-14 22:00 | 0
2020-04-14 23:00 | 0
2020-04-15 | 0
2020-04-15 01:00 | 0
2020-04-15 02:00 | 0
2020-04-15 03:00 | 0
2020-04-15 04:00 | 0
2020-04-15 05:00 | 0
2020-04-15 06:00 | 0
2020-04-15 07:00 | 0
2020-04-15 08:00 | 0
2020-04-15 09:00 | 0
2020-04-15 10:00 | 0
2020-04-15 11:00 | 0
2020-04-15 12:00 | 0
2020-04-15 13:00 | 0
2020-04-15 14:00 | 0
2020-04-15 15:00 | 0
2020-04-15 16:00 | 0
2020-04-15 17:00 | 0
2020-04-15 18:00 | 0
2020-04-15 19:00 | 0
2020-04-15 20:00 | 0
2020-04-15 21:00 | 0
2020-04-15 22:00 | 0
2020-04-15 23:00 | 0
2020-04-16 | 0
2020-04-16 01:00 | 0
2020-04-16 02:00 | 0
2020-04-16 03:00 | 0
2020-04-16 04:00 | 0
2020-04-16 05:00 | 0
2020-04-16 06:00 | 0
2020-04-16 07:00 | 0
2020-04-16 08:00 | 0
2020-04-16 09:00 | 0
2020-04-16 10:00 | 0
2020-04-16 11:00 | 0
2020-04-16 12:00 | 0
2020-04-16 13:00 | 0
2020-04-16 14:00 | 0
2020-04-16 15:00 | 0
2020-04-16 16:00 | 0
2020-04-16 17:00 | 0
2020-04-16 18:00 | 0
2020-04-16 19:00 | 0
2020-04-16 20:00 | 0
2020-04-16 21:00 | 0
2020-04-16 22:00 | 0
2020-04-16 23:00 | 0
2020-04-17 | 0
2020-04-17 01:00 | 0
2020-04-17 02:00 | 0
2020-04-17 03:00 | 0
2020-04-17 04:00 | 0
2020-04-17 05:00 | 0
2020-04-17 06:00 | 0
2020-04-17 07:00 | 0
2020-04-17 08:00 | 0
2020-04-17 09:00 | 0
2020-04-17 10:00 | 0
2020-04-17 11:00 | 0
2020-04-17 12:00 | 0
2020-04-17 13:00 | 0
2020-04-17 14:00 | 0
2020-04-17 15:00 | 0
2020-04-17 16:00 | 0
2020-04-17 17:00 | 0
2020-04-17 18:00 | 0
2020-04-17 19:00 | 0
2020-04-17 20:00 | 0
2020-04-17 21:00 | 0
2020-04-17 22:00 | 0
2020-04-17 23:00 | 0
2020-04-18 | 0
2020-04-18 01:00 | 0
2020-04-18 02:00 | 0
2020-04-18 03:00 | 0
2020-04-18 04:00 | 0
2020-04-18 05:00 | 0
2020-04-18 06:00 | 0
2020-04-18 07:00 | 0
2020-04-18 08:00 | 0
2020-04-18 09:00 | 0
2020-04-18 10:00 | 0
2020-04-18 11:00 | 0
2020-04-18 12:00 | 0
2020-04-18 13:00 | 0
2020-04-18 14:00 | 0
2020-04-18 15:00 | 0
2020-04-18 16:00 | 0
2020-04-18 17:00 | 0
2020-04-18 18:00 | 0
2020-04-18 19:00 | 0
2020-04-18 20:00 | 0
2020-04-18 21:00 | 0
2020-04-18 22:00 | 0
2020-04-18 23:00 | 0
2020-04-19 | 0
2020-04-19 01:00 | 0
2020-04-19 02:00 | 0
2020-04-19 03:00 | 0
2020-04-19 04:00 | 0
2020-04-19 05:00 | 0
2020-04-19 06:00 | 0
2020-04-19 07:00 | 0
2020-04-19 08:00 | 0
2020-04-19 09:00 | 0
2020-04-19 10:00 | 0
2020-04-19 11:00 | 0
2020-04-19 12:00 | 0
2020-04-19 13:00 | 0
2020-04-19 14:00 | 0
2020-04-19 15:00 | 0
2020-04-19 16:00 | 0
2020-04-19 17:00 | 0
2020-04-19 18:00 | 0
2020-04-19 19:00 | 0
2020-04-19 20:00 | 0
2020-04-19 21:00 | 0
2020-04-19 22:00 | 0
2020-04-19 23:00 | 0
2020-04-20 | 0
2020-04-20 01:00 | 0
2020-04-20 02:00 | 0
2020-04-20 03:00 | 0
2020-04-20 04:00 | 0
2020-04-20 05:00 | 0
2020-04-20 06:00 | 0
2020-04-20 07:00 | 0
2020-04-20 08:00 | 0
2020-04-20 09:00 | 0
2020-04-20 10:00 | 0
2020-04-20 11:00 | 0
2020-04-20 12:00 | 0
2020-04-20 13:00 | 0
2020-04-20 14:00 | 0
2020-04-20 15:00 | 0
2020-04-20 16:00 | 0
2020-04-20 17:00 | 0
2020-04-20 18:00 | 0
2020-04-20 19:00 | 0
2020-04-20 20:00 | 0
2020-04-20 21:00 | 0
2020-04-20 22:00 | 0
2020-04-20 23:00 | 0
2020-04-21 | 0
2020-04-21 01:00 | 0
2020-04-21 02:00 | 0
2020-04-21 03:00 | 0
2020-04-21 04:00 | 0
2020-04-21 05:00 | 0
2020-04-21 06:00 | 0
2020-04-21 07:00 | 0
2020-04-21 08:00 | 0
2020-04-21 09:00 | 0
2020-04-21 10:00 | 0
2020-04-21 11:00 | 0
2020-04-21 12:00 | 0
2020-04-21 13:00 | 0
2020-04-21 14:00 | 0
2020-04-21 15:00 | 0
2020-04-21 16:00 | 0
2020-04-21 17:00 | 0
2020-04-21 18:00 | 0
2020-04-21 19:00 | 0
2020-04-21 20:00 | 0
2020-04-21 21:00 | 0
2020-04-21 22:00 | 0
2020-04-21 23:00 | 0
2020-04-22 | 0
2020-04-22 01:00 | 0
2020-04-22 02:00 | 0
2020-04-22 03:00 | 0
2020-04-22 04:00 | 0
2020-04-22 05:00 | 0
2020-04-22 06:00 | 0
2020-04-22 07:00 | 0
2020-04-22 08:00 | 0
2020-04-22 09:00 | 0
2020-04-22 10:00 | 0
2020-04-22 11:00 | 0
2020-04-22 12:00 | 0
2020-04-22 13:00 | 0
2020-04-22 14:00 | 0
2020-04-22 15:00 | 0
2020-04-22 16:00 | 0
2020-04-22 17:00 | 0
2020-04-22 18:00 | 0
2020-04-22 19:00 | 0
2020-04-22 20:00 | 0
2020-04-22 21:00 | 0
2020-04-22 22:00 | 0
2020-04-22 23:00 | 0
2020-04-23 | 0
2020-04-23 01:00 | 0
2020-04-23 02:00 | 0
2020-04-23 03:00 | 0
2020-04-23 04:00 | 0
2020-04-23 05:00 | 0
2020-04-23 06:00 | 0
2020-04-23 07:00 | 0
2020-04-23 08:00 | 0
2020-04-23 09:00 | 0
2020-04-23 10:00 | 0
2020-04-23 11:00 | 0
2020-04-23 12:00 | 0
2020-04-23 13:00 | 0
2020-04-23 14:00 | 0
2020-04-23 15:00 | 0
2020-04-23 16:00 | 0
2020-04-23 17:00 | 0
2020-04-23 18:00 | 0
2020-04-23 19:00 | 0
2020-04-23 20:00 | 0
2020-04-23 21:00 | 0
2020-04-23 22:00 | 0
2020-04-23 23:00 | 0
2020-04-24 | 0
2020-04-24 01:00 | 0
2020-04-24 02:00 | 0
2020-04-24 03:00 | 0
2020-04-24 04:00 | 0
2020-04-24 05:00 | 0
2020-04-24 06:00 | 0
2020-04-24 07:00 | 0
2020-04-24 08:00 | 0
2020-04-24 09:00 | 0
2020-04-24 10:00 | 0
2020-04-24 11:00 | 0
2020-04-24 12:00 | 0
2020-04-24 13:00 | 0
2020-04-24 14:00 | 0
2020-04-24 15:00 | 0
2020-04-24 16:00 | 0
2020-04-24 17:00 | 0
2020-04-24 18:00 | 0
2020-04-24 19:00 | 0
2020-04-24 20:00 | 0
2020-04-24 21:00 | 0
2020-04-24 22:00 | 0
2020-04-24 23:00 | 0
2020-04-25 | 0
2020-04-25 01:00 | 0
2020-04-25 02:00 | 0
2020-04-25 03:00 | 0
2020-04-25 04:00 | 0
2020-04-25 05:00 | 0
2020-04-25 06:00 | 0
2020-04-25 07:00 | 0
2020-04-25 08:00 | 0
2020-04-25 09:00 | 0
2020-04-25 10:00 | 0
2020-04-25 11:00 | 0
2020-04-25 12:00 | 0
2020-04-25 13:00 | 0
2020-04-25 14:00 | 0
2020-04-25 15:00 | 0
2020-04-25 16:00 | 0
2020-04-25 17:00 | 0
2020-04-25 18:00 | 0
2020-04-25 19:00 | 0
2020-04-25 20:00 | 0
2020-04-25 21:00 | 0
2020-04-25 22:00 | 0
2020-04-25 23:00 | 0
2020-04-26 | 0
2020-04-26 01:00 | 0
2020-04-26 02:00 | 0
2020-04-26 03:00 | 0
2020-04-26 04:00 | 0
2020-04-26 05:00 | 0
2020-04-26 06:00 | 0
2020-04-26 07:00 | 0
2020-04-26 08:00 | 0
2020-04-26 09:00 | 0
2020-04-26 10:00 | 0
2020-04-26 11:00 | 0
2020-04-26 12:00 | 0
2020-04-26 13:00 | 0
2020-04-26 14:00 | 0
2020-04-26 15:00 | 0
2020-04-26 16:00 | 0
2020-04-26 17:00 | 0
2020-04-26 18:00 | 0
2020-04-26 19:00 | 0
2020-04-26 20:00 | 0
2020-04-26 21:00 | 0
2020-04-26 22:00 | 0
2020-04-26 23:00 | 0
2020-04-27 | 0
2020-04-27 01:00 | 0
2020-04-27 02:00 | 0
2020-04-27 03:00 | 0
2020-04-27 04:00 | 0
2020-04-27 05:00 | 0
2020-04-27 06:00 | 0
2020-04-27 07:00 | 0
2020-04-27 08:00 | 0
2020-04-27 09:00 | 0
2020-04-27 10:00 | 0
2020-04-27 11:00 | 0
2020-04-27 12:00 | 0
2020-04-27 13:00 | 0
2020-04-27 14:00 | 0
2020-04-27 15:00 | 0
2020-04-27 16:00 | 0
2020-04-27 17:00 | 0
2020-04-27 18:00 | 0
2020-04-27 19:00 | 0
2020-04-27 20:00 | 0
2020-04-27 21:00 | 0
2020-04-27 22:00 | 0
2020-04-27 23:00 | 0
2020-04-28 | 0
2020-04-28 01:00 | 0
2020-04-28 02:00 | 0
2020-04-28 03:00 | 0
2020-04-28 04:00 | 0
2020-04-28 05:00 | 0
2020-04-28 06:00 | 0
2020-04-28 07:00 | 0
2020-04-28 08:00 | 0
2020-04-28 09:00 | 0
2020-04-28 10:00 | 0
2020-04-28 11:00 | 0
2020-04-28 12:00 | 0
2020-04-28 13:00 | 0
2020-04-28 14:00 | 0
2020-04-28 15:00 | 0
2020-04-28 16:00 | 0
2020-04-28 17:00 | 0
2020-04-28 18:00 | 0
2020-04-28 19:00 | 0
2020-04-28 20:00 | 0
2020-04-28 21:00 | 0
2020-04-28 22:00 | 0
2020-04-28 23:00 | 0
2020-04-29 | 0
2020-04-29 01:00 | 0
2020-04-29 02:00 | 0
2020-04-29 03:00 | 0
2020-04-29 04:00 | 0
2020-04-29 05:00 | 0
2020-04-29 06:00 | 0
2020-04-29 07:00 | 0
2020-04-29 08:00 | 0
2020-04-29 09:00 | 0
2020-04-29 10:00 | 0
2020-04-29 11:00 | 0
2020-04-29 12:00 | 0
2020-04-29 13:00 | 0
2020-04-29 14:00 | 0
2020-04-29 15:00 | 0
2020-04-29 16:00 | 0
2020-04-29 17:00 | 0
2020-04-29 18:00 | 0
2020-04-29 19:00 | 0
2020-04-29 20:00 | 0
2020-04-29 21:00 | 0
2020-04-29 22:00 | 0
2020-04-29 23:00 | 0
2020-04-30 | 0
2020-04-30 01:00 | 0
2020-04-30 02:00 | 0
2020-04-30 03:00 | 0
2020-04-30 04:00 | 0
2020-04-30 05:00 | 0
2020-04-30 06:00 | 0
2020-04-30 07:00 | 0
2020-04-30 08:00 | 0
2020-04-30 09:00 | 0
2020-04-30 10:00 | 0
2020-04-30 11:00 | 0
2020-04-30 12:00 | 0
2020-04-30 13:00 | 0
2020-04-30 14:00 | 0
2020-04-30 15:00 | 0
2020-04-30 16:00 | 0
2020-04-30 17:00 | 0
2020-04-30 18:00 | 0
2020-04-30 19:00 | 0
2020-04-30 20:00 | 0
2020-04-30 21:00 | 0
2020-04-30 22:00 | 0
2020-04-30 23:00 | 0
2020-05-01 | 0
2020-05-01 01:00 | 0
2020-05-01 02:00 | 0
2020-05-01 03:00 | 0
2020-05-01 04:00 | 0
2020-05-01 05:00 | 0
2020-05-01 06:00 | 0
2020-05-01 07:00 | 0
2020-05-01 08:00 | 0
2020-05-01 09:00 | 0
2020-05-01 10:00 | 0
2020-05-01 11:00 | 0
2020-05-01 12:00 | 0
2020-05-01 13:00 | 0
2020-05-01 14:00 | 0
2020-05-01 15:00 | 0
2020-05-01 16:00 | 0
2020-05-01 17:00 | 0
2020-05-01 18:00 | 0
2020-05-01 19:00 | 0
2020-05-01 20:00 | 0
2020-05-01 21:00 | 0
2020-05-01 22:00 | 0
2020-05-01 23:00 | 0
2020-05-02 | 0
2020-05-02 01:00 | 0
2020-05-02 02:00 | 0
2020-05-02 03:00 | 0
2020-05-02 04:00 | 0
2020-05-02 05:00 | 0
2020-05-02 06:00 | 0
2020-05-02 07:00 | 0
2020-05-02 08:00 | 0
2020-05-02 09:00 | 0
2020-05-02 10:00 | 0
2020-05-02 11:00 | 0
2020-05-02 12:00 | 0
2020-05-02 13:00 | 0
2020-05-02 14:00 | 0
2020-05-02 15:00 | 0
2020-05-02 16:00 | 0
2020-05-02 17:00 | 0
2020-05-02 18:00 | 0
2020-05-02 19:00 | 0
2020-05-02 20:00 | 0
2020-05-02 21:00 | 0
2020-05-02 22:00 | 0
2020-05-02 23:00 | 0
2020-05-03 | 0
2020-05-03 01:00 | 0
2020-05-03 02:00 | 0
2020-05-03 03:00 | 0
2020-05-03 04:00 | 0
2020-05-03 05:00 | 0
2020-05-03 06:00 | 0
2020-05-03 07:00 | 0
2020-05-03 08:00 | 0
2020-05-03 09:00 | 0
2020-05-03 10:00 | 0
2020-05-03 11:00 | 0
2020-05-03 12:00 | 0
2020-05-03 13:00 | 0
2020-05-03 14:00 | 0
2020-05-03 15:00 | 0
2020-05-03 16:00 | 0
2020-05-03 17:00 | 0
2020-05-03 18:00 | 0
2020-05-03 19:00 | 0
2020-05-03 20:00 | 0
2020-05-03 21:00 | 0
2020-05-03 22:00 | 0
2020-05-03 23:00 | 0
2020-05-04 | 0
2020-05-04 01:00 | 0
2020-05-04 02:00 | 0
2020-05-04 03:00 | 0
2020-05-04 04:00 | 0
2020-05-04 05:00 | 0
2020-05-04 06:00 | 0
2020-05-04 07:00 | 0
2020-05-04 08:00 | 0
2020-05-04 09:00 | 0
2020-05-04 10:00 | 0
2020-05-04 11:00 | 0
2020-05-04 12:00 | 0
2020-05-04 13:00 | 0
2020-05-04 14:00 | 0
2020-05-04 15:00 | 0
2020-05-04 16:00 | 0
2020-05-04 17:00 | 0
2020-05-04 18:00 | 0
2020-05-04 19:00 | 0
2020-05-04 20:00 | 0
2020-05-04 21:00 | 0
2020-05-04 22:00 | 0
2020-05-04 23:00 | 0
2020-05-05 | 0
2020-05-05 01:00 | 0
2020-05-05 02:00 | 0
2020-05-05 03:00 | 0
2020-05-05 04:00 | 0
2020-05-05 05:00 | 0
2020-05-05 06:00 | 0
2020-05-05 07:00 | 0
2020-05-05 08:00 | 0
2020-05-05 09:00 | 0
2020-05-05 10:00 | 0
2020-05-05 11:00 | 0
2020-05-05 12:00 | 0
2020-05-05 13:00 | 0
2020-05-05 14:00 | 0
2020-05-05 15:00 | 0
2020-05-05 16:00 | 0
2020-05-05 17:00 | 0
2020-05-05 18:00 | 0
2020-05-05 19:00 | 0
2020-05-05 20:00 | 0
2020-05-05 21:00 | 0
2020-05-05 22:00 | 0
2020-05-05 23:00 | 0
2020-05-06 | 0
2020-05-06 01:00 | 0
2020-05-06 02:00 | 0
2020-05-06 03:00 | 0
2020-05-06 04:00 | 0
2020-05-06 05:00 | 0
2020-05-06 06:00 | 0
2020-05-06 07:00 | 0
2020-05-06 08:00 | 0
2020-05-06 09:00 | 0
2020-05-06 10:00 | 0
2020-05-06 11:00 | 0
2020-05-06 12:00 | 0
2020-05-06 13:00 | 0
2020-05-06 14:00 | 0
2020-05-06 15:00 | 0
2020-05-06 16:00 | 0
2020-05-06 17:00 | 0
2020-05-06 18:00 | 0
2020-05-06 19:00 | 0
2020-05-06 20:00 | 0
2020-05-06 21:00 | 0
2020-05-06 22:00 | 0
2020-05-06 23:00 | 0
2020-05-07 | 0
2020-05-07 01:00 | 0
2020-05-07 02:00 | 0
2020-05-07 03:00 | 0
2020-05-07 04:00 | 0
2020-05-07 05:00 | 0
2020-05-07 06:00 | 0
2020-05-07 07:00 | 0
2020-05-07 08:00 | 0
2020-05-07 09:00 | 0
2020-05-07 10:00 | 0
2020-05-07 11:00 | 0
2020-05-07 12:00 | 0
2020-05-07 13:00 | 0
2020-05-07 14:00 | 0
2020-05-07 15:00 | 0
2020-05-07 16:00 | 0
2020-05-07 17:00 | 0
2020-05-07 18:00 | 0
2020-05-07 19:00 | 0
2020-05-07 20:00 | 0
2020-05-07 21:00 | 0
2020-05-07 22:00 | 0
2020-05-07 23:00 | 0
2020-05-08 | 0
2020-05-08 01:00 | 0
2020-05-08 02:00 | 0
2020-05-08 03:00 | 0
2020-05-08 04:00 | 0
2020-05-08 05:00 | 0
2020-05-08 06:00 | 0
2020-05-08 07:00 | 0
2020-05-08 08:00 | 0
2020-05-08 09:00 | 0
2020-05-08 10:00 | 0
2020-05-08 11:00 | 0
2020-05-08 12:00 | 0
2020-05-08 13:00 | 0
2020-05-08 14:00 | 0
2020-05-08 15:00 | 0
2020-05-08 16:00 | 0
2020-05-08 17:00 | 0
2020-05-08 18:00 | 0
2020-05-08 19:00 | 0
2020-05-08 20:00 | 0
2020-05-08 21:00 | 0
2020-05-08 22:00 | 0
2020-05-08 23:00 | 0
2020-05-09 | 0
2020-05-09 01:00 | 0
2020-05-09 02:00 | 0
2020-05-09 03:00 | 0
2020-05-09 04:00 | 0
2020-05-09 05:00 | 0
2020-05-09 06:00 | 0
2020-05-09 07:00 | 0
2020-05-09 08:00 | 0
2020-05-09 09:00 | 0
2020-05-09 10:00 | 0
2020-05-09 11:00 | 0
2020-05-09 12:00 | 0
2020-05-09 13:00 | 0
2020-05-09 14:00 | 0
2020-05-09 15:00 | 0
2020-05-09 16:00 | 0
2020-05-09 17:00 | 0
2020-05-09 18:00 | 0
2020-05-09 19:00 | 0
2020-05-09 20:00 | 0
2020-05-09 21:00 | 0
2020-05-09 22:00 | 0
2020-05-09 23:00 | 0
2020-05-10 | 0
2020-05-10 01:00 | 0
2020-05-10 02:00 | 0
2020-05-10 03:00 | 0
2020-05-10 04:00 | 0
2020-05-10 05:00 | 0
2020-05-10 06:00 | 0
2020-05-10 07:00 | 0
2020-05-10 08:00 | 0
2020-05-10 09:00 | 0
2020-05-10 10:00 | 0
2020-05-10 11:00 | 0
2020-05-10 12:00 | 0
2020-05-10 13:00 | 0
2020-05-10 14:00 | 0
2020-05-10 15:00 | 0
2020-05-10 16:00 | 0
2020-05-10 17:00 | 0
2020-05-10 18:00 | 0
2020-05-10 19:00 | 0
2020-05-10 20:00 | 0
2020-05-10 21:00 | 0
2020-05-10 22:00 | 0
2020-05-10 23:00 | 0
2020-05-11 | 0
2020-05-11 01:00 | 0
2020-05-11 02:00 | 0
2020-05-11 03:00 | 0
2020-05-11 04:00 | 0
2020-05-11 05:00 | 0
2020-05-11 06:00 | 0
2020-05-11 07:00 | 0
2020-05-11 08:00 | 0
2020-05-11 09:00 | 0
2020-05-11 10:00 | 0
2020-05-11 11:00 | 0
2020-05-11 12:00 | 0
2020-05-11 13:00 | 0
2020-05-11 14:00 | 0
2020-05-11 15:00 | 0
2020-05-11 16:00 | 0
2020-05-11 17:00 | 0
2020-05-11 18:00 | 0
2020-05-11 19:00 | 0
2020-05-11 20:00 | 0
2020-05-11 21:00 | 0
2020-05-11 22:00 | 0
2020-05-11 23:00 | 0
2020-05-12 | 0
2020-05-12 01:00 | 0
2020-05-12 02:00 | 0
2020-05-12 03:00 | 0
2020-05-12 04:00 | 0
2020-05-12 05:00 | 0
2020-05-12 06:00 | 0
2020-05-12 07:00 | 0
2020-05-12 08:00 | 0
2020-05-12 09:00 | 0
2020-05-12 10:00 | 0
2020-05-12 11:00 | 0
2020-05-12 12:00 | 0
2020-05-12 13:00 | 0
2020-05-12 14:00 | 0
2020-05-12 15:00 | 0
2020-05-12 16:00 | 0
2020-05-12 17:00 | 0
2020-05-12 18:00 | 0
2020-05-12 19:00 | 0
2020-05-12 20:00 | 0
2020-05-12 21:00 | 0
2020-05-12 22:00 | 0
2020-05-12 23:00 | 0
2020-05-13 | 0
2020-05-13 01:00 | 0
2020-05-13 02:00 | 0
2020-05-13 03:00 | 0
2020-05-13 04:00 | 0
2020-05-13 05:00 | 0
2020-05-13 06:00 | 0
2020-05-13 07:00 | 0
2020-05-13 08:00 | 0
2020-05-13 09:00 | 0
2020-05-13 10:00 | 0
2020-05-13 11:00 | 0
2020-05-13 12:00 | 0
2020-05-13 13:00 | 0
2020-05-13 14:00 | 0
2020-05-13 15:00 | 0
2020-05-13 16:00 | 0
2020-05-13 17:00 | 0
2020-05-13 18:00 | 0
2020-05-13 19:00 | 0
2020-05-13 20:00 | 0
2020-05-13 21:00 | 0
2020-05-13 22:00 | 0
2020-05-13 23:00 | 0
2020-05-14 | 0
2020-05-14 01:00 | 0
2020-05-14 02:00 | 0
2020-05-14 03:00 | 0
2020-05-14 04:00 | 0
2020-05-14 05:00 | 0
2020-05-14 06:00 | 0
2020-05-14 07:00 | 0
2020-05-14 08:00 | 0
2020-05-14 09:00 | 0
2020-05-14 10:00 | 0
2020-05-14 11:00 | 0
2020-05-14 12:00 | 0
2020-05-14 13:00 | 0
2020-05-14 14:00 | 0.1429
2020-05-14 15:00 | 0.3143
2020-05-14 16:00 | 0.35361
2020-05-14 17:00 | 0.26454
2020-05-14 18:00 | 0.12967
2020-05-14 19:00 | 0.0021548
2020-05-14 20:00 | 0
2020-05-14 21:00 | 0
2020-05-14 22:00 | 0
2020-05-14 23:00 | 0
2020-05-15 | 0
2020-05-15 01:00 | 0
2020-05-15 02:00 | 0
2020-05-15 03:00 | 0
2020-05-15 04:00 | 0
2020-05-15 05:00 | 0
2020-05-15 06:00 | 0
2020-05-15 07:00 | 0
2020-05-15 08:00 | 0
2020-05-15 09:00 | 0
2020-05-15 10:00 | 0.050441
2020-05-15 11:00 | 0.30989
2020-05-15 12:00 | 0.6362
2020-05-15 13:00 | 1.0222
2020-05-15 14:00 | 1.2733
2020-05-15 15:00 | 1.1853
2020-05-15 16:00 | 0.82847
2020-05-15 17:00 | 0.51334
2020-05-15 18:00 | 0.34365
2020-05-15 19:00 | 0.12974
2020-05-15 20:00 | 0
2020-05-15 21:00 | 0
2020-05-15 22:00 | 0.030341
2020-05-15 23:00 | 0
2020-05-16 | 0
2020-05-16 01:00 | 0
2020-05-16 02:00 | 0
2020-05-16 03:00 | 0
2020-05-16 04:00 | 0
2020-05-16 05:00 | 0
2020-05-16 06:00 | 0
2020-05-16 07:00 | 0
2020-05-16 08:00 | 0
2020-05-16 09:00 | 0.059095
2020-05-16 10:00 | 0.23286
2020-05-16 11:00 | 0.50675
2020-05-16 12:00 | 0.75171
2020-05-16 13:00 | 1.0668
2020-05-16 14:00 | 1.2883
2020-05-16 15:00 | 1.3418
2020-05-16 16:00 | 1.247
2020-05-16 17:00 | 1.0172
2020-05-16 18:00 | 0.74499
2020-05-16 19:00 | 0.41578
2020-05-16 20:00 | 0.2578
2020-05-16 21:00 | 0.16922
2020-05-16 22:00 | 0.22902
2020-05-16 23:00 | 0
2020-05-17 | 0
2020-05-17 01:00 | 0
2020-05-17 02:00 | 0
2020-05-17 03:00 | 0
2020-05-17 04:00 | 0
2020-05-17 05:00 | 0
2020-05-17 06:00 | 0
2020-05-17 07:00 | 0
2020-05-17 08:00 | 0
2020-05-17 09:00 | 0.25079
2020-05-17 10:00 | 0.52922
2020-05-17 11:00 | 0.93825
2020-05-17 12:00 | 1.1575
2020-05-17 13:00 | 0.73419
2020-05-17 14:00 | 0.52307
2020-05-17 15:00 | 0.38286
2020-05-17 16:00 | 0.28452
2020-05-17 17:00 | 0.24758
2020-05-17 18:00 | 0.21177
2020-05-17 19:00 | 0.14364
2020-05-17 20:00 | 0.04629
2020-05-17 21:00 | 0
2020-05-17 22:00 | 0.077592
2020-05-17 23:00 | 0
2020-05-18 | 0
2020-05-18 01:00 | 0
2020-05-18 02:00 | 0
2020-05-18 03:00 | 0
2020-05-18 04:00 | 0
2020-05-18 05:00 | 0
2020-05-18 06:00 | 0
2020-05-18 07:00 | 0
2020-05-18 08:00 | 0
2020-05-18 09:00 | 0.098708
2020-05-18 10:00 | 0.17418
2020-05-18 11:00 | 0.53615
2020-05-18 12:00 | 0.96443
2020-05-18 13:00 | 1.3857
2020-05-18 14:00 | 1.5748
2020-05-18 15:00 | 1.5986
2020-05-18 16:00 | 1.4698
2020-05-18 17:00 | 1.239
2020-05-18 18:00 | 0.93551
2020-05-18 19:00 | 0.58856
2020-05-18 20:00 | 0.20279
2020-05-18 21:00 | 0.072889
2020-05-18 22:00 | 0.17467
2020-05-18 23:00 | 0
2020-05-19 | 0
2020-05-19 01:00 | 0
2020-05-19 02:00 | 0
2020-05-19 03:00 | 0
2020-05-19 04:00 | 0
2020-05-19 05:00 | 0
2020-05-19 06:00 | 0
2020-05-19 07:00 | 0
2020-05-19 08:00 | 0
2020-05-19 09:00 | 0.29127
2020-05-19 10:00 | 0.69714
2020-05-19 11:00 | 1.2905
2020-05-19 12:00 | 1.6949
2020-05-19 13:00 | 1.8684
2020-05-19 14:00 | 2.0434
2020-05-19 15:00 | 2.04
2020-05-19 16:00 | 1.945
2020-05-19 17:00 | 1.7867
2020-05-19 18:00 | 1.4613
2020-05-19 19:00 | 1.0583
2020-05-19 20:00 | 0.6838
2020-05-19 21:00 | 0.46338
2020-05-19 22:00 | 0.51254
2020-05-19 23:00 | 0
2020-05-20 | 0
2020-05-20 01:00 | 0
2020-05-20 02:00 | 0
2020-05-20 03:00 | 0
2020-05-20 04:00 | 0
2020-05-20 05:00 | 0
2020-05-20 06:00 | 0
2020-05-20 07:00 | 0
2020-05-20 08:00 | 0
2020-05-20 09:00 | 0.43537
2020-05-20 10:00 | 0.82607
2020-05-20 11:00 | 1.2857
2020-05-20 12:00 | 1.7688
2020-05-20 13:00 | 2.1746
2020-05-20 14:00 | 2.2394
2020-05-20 15:00 | 1.8344
2020-05-20 16:00 | 1.1867
2020-05-20 17:00 | 1.0309
2020-05-20 18:00 | 0.8882
2020-05-20 19:00 | 0.66093
2020-05-20 20:00 | 0.40195
2020-05-20 21:00 | 0.25772
2020-05-20 22:00 | 0.36739
2020-05-20 23:00 | 0
2020-05-21 | 0
2020-05-21 01:00 | 0
2020-05-21 02:00 | 0
2020-05-21 03:00 | 0
2020-05-21 04:00 | 0
2020-05-21 05:00 | 0
2020-05-21 06:00 | 0
2020-05-21 07:00 | 0
2020-05-21 08:00 | 0
2020-05-21 09:00 | 0.14523
2020-05-21 10:00 | 0.25713
2020-05-21 11:00 | 0.466
2020-05-21 12:00 | 0.67394
2020-05-21 13:00 | 0.9065
2020-05-21 14:00 | 1.1117
2020-05-21 15:00 | 1.211
2020-05-21 16:00 | 1.1677
2020-05-21 17:00 | 0.96508
2020-05-21 18:00 | 0.6927
2020-05-21 19:00 | 0.32478
2020-05-21 20:00 | 0.12034
2020-05-21 21:00 | 0.018264
2020-05-21 22:00 | 0.071378
2020-05-21 23:00 | 0
2020-05-22 | 0
2020-05-22 01:00 | 0
2020-05-22 02:00 | 0
2020-05-22 03:00 | 0
2020-05-22 04:00 | 0
2020-05-22 05:00 | 0
2020-05-22 06:00 | 0
2020-05-22 07:00 | 0
2020-05-22 08:00 | 0
2020-05-22 09:00 | 0
2020-05-22 10:00 | 0
2020-05-22 11:00 | 0.038042
2020-05-22 12:00 | 0.13351
2020-05-22 13:00 | 0.49677
2020-05-22 14:00 | 0.67341
2020-05-22 15:00 | 0.64481
2020-05-22 16:00 | 0.43508
2020-05-22 17:00 | 0.48231
2020-05-22 18:00 | 0.26143
2020-05-22 19:00 | 0.069625
2020-05-22 20:00 | 0
2020-05-22 21:00 | 0
2020-05-22 22:00 | 0
2020-05-22 23:00 | 0
2020-05-23 | 0
2020-05-23 01:00 | 0
2020-05-23 02:00 | 0
2020-05-23 03:00 | 0
2020-05-23 04:00 | 0
2020-05-23 05:00 | 0
2020-05-23 06:00 | 0
2020-05-23 07:00 | 0
2020-05-23 08:00 | 0
2020-05-23 09:00 | 0
2020-05-23 10:00 | 0
2020-05-23 11:00 | 0.20321
2020-05-23 12:00 | 0.72666
2020-05-23 13:00 | 1.2085
2020-05-23 14:00 | 1.4864
2020-05-23 15:00 | 1.5344
2020-05-23 16:00 | 1.3415
2020-05-23 17:00 | 1.0713
2020-05-23 18:00 | 0.83875
2020-05-23 19:00 | 0.60632
2020-05-23 20:00 | 0.24791
2020-05-23 21:00 | 0
2020-05-23 22:00 | 0.0054642
2020-05-23 23:00 | 0
2020-05-24 | 0
2020-05-24 01:00 | 0
2020-05-24 02:00 | 0
2020-05-24 03:00 | 0
2020-05-24 04:00 | 0
2020-05-24 05:00 | 0
2020-05-24 06:00 | 0
2020-05-24 07:00 | 0
2020-05-24 08:00 | 0
2020-05-24 09:00 | 0.11795
2020-05-24 10:00 | 0.45733
2020-05-24 11:00 | 1.0866
2020-05-24 12:00 | 1.6994
2020-05-24 13:00 | 2.178
2020-05-24 14:00 | 2.4571
2020-05-24 15:00 | 2.4658
2020-05-24 16:00 | 2.2313
2020-05-24 17:00 | 1.9186
2020-05-24 18:00 | 1.644
2020-05-24 19:00 | 1.3733
2020-05-24 20:00 | 1.0094
2020-05-24 21:00 | 0.70603
2020-05-24 22:00 | 0.70234
2020-05-24 23:00 | 0
2020-05-25 | 0
2020-05-25 01:00 | 0
2020-05-25 02:00 | 0
2020-05-25 03:00 | 0
2020-05-25 04:00 | 0
2020-05-25 05:00 | 0
2020-05-25 06:00 | 0
2020-05-25 07:00 | 0
2020-05-25 08:00 | 0
2020-05-25 09:00 | 0.78774
2020-05-25 10:00 | 1.5185
2020-05-25 11:00 | 2.1224
2020-05-25 12:00 | 2.6677
2020-05-25 13:00 | 3.0648
2020-05-25 14:00 | 3.2676
2020-05-25 15:00 | 3.29
2020-05-25 16:00 | 3.2067
2020-05-25 17:00 | 2.796
2020-05-25 18:00 | 2.4653
2020-05-25 19:00 | 2.1517
2020-05-25 20:00 | 1.7483
2020-05-25 21:00 | 1.4212
2020-05-25 22:00 | 1.4316
2020-05-25 23:00 | 0
2020-05-26 | 0
2020-05-26 01:00 | 0
2020-05-26 02:00 | 0
2020-05-26 03:00 | 0
2020-05-26 04:00 | 0
2020-05-26 05:00 | 0
2020-05-26 06:00 | 0
2020-05-26 07:00 | 0
2020-05-26 08:00 | 0
2020-05-26 09:00 | 1.4942
2020-05-26 10:00 | 2.5493
2020-05-26 11:00 | 3.0136
2020-05-26 12:00 | 3.3861
2020-05-26 13:00 | 3.7087
2020-05-26 14:00 | 3.676
2020-05-26 15:00 | 3.2854
2020-05-26 16:00 | 2.5889
2020-05-26 17:00 | 2.1778
2020-05-26 18:00 | 1.9549
2020-05-26 19:00 | 1.7031
2020-05-26 20:00 | 1.4225
2020-05-26 21:00 | 1.2033
2020-05-26 22:00 | 1.2863
2020-05-26 23:00 | 0
2020-05-27 | 0
2020-05-27 01:00 | 0
2020-05-27 02:00 | 0
2020-05-27 03:00 | 0
2020-05-27 04:00 | 0
2020-05-27 05:00 | 0
2020-05-27 06:00 | 0
2020-05-27 07:00 | 0
2020-05-27 08:00 | 0
2020-05-27 09:00 | 0.86394
2020-05-27 10:00 | 1.2024
2020-05-27 11:00 | 1.1932
2020-05-27 12:00 | 1.207
2020-05-27 13:00 | 1.2265
2020-05-27 14:00 | 1.3632
2020-05-27 15:00 | 1.5112
2020-05-27 16:00 | 1.5394
2020-05-27 17:00 | 1.3792
2020-05-27 18:00 | 1.1609
2020-05-27 19:00 | 0.88971
2020-05-27 20:00 | 0.62582
2020-05-27 21:00 | 0.42498
2020-05-27 22:00 | 0.53025
2020-05-27 23:00 | 0
2020-05-28 | 0
2020-05-28 01:00 | 0
2020-05-28 02:00 | 0
2020-05-28 03:00 | 0
2020-05-28 04:00 | 0
2020-05-28 05:00 | 0
2020-05-28 06:00 | 0
2020-05-28 07:00 | 0
2020-05-28 08:00 | 0
2020-05-28 09:00 | 0.17478
2020-05-28 10:00 | 0.18073
2020-05-28 11:00 | 0.20819
2020-05-28 12:00 | 0.23055
2020-05-28 13:00 | 0.24724
2020-05-28 14:00 | 0.21965
2020-05-28 15:00 | 0.1771
2020-05-28 16:00 | 0.13223
2020-05-28 17:00 | 0.067867
2020-05-28 18:00 | 0
2020-05-28 19:00 | 0
2020-05-28 20:00 | 0
2020-05-28 21:00 | 0
2020-05-28 22:00 | 0
2020-05-28 23:00 | 0
2020-05-29 | 0
2020-05-29 01:00 | 0
2020-05-29 02:00 | 0
2020-05-29 03:00 | 0
2020-05-29 04:00 | 0
2020-05-29 05:00 | 0
2020-05-29 06:00 | 0
2020-05-29 07:00 | 0
2020-05-29 08:00 | 0
2020-05-29 09:00 | 0
2020-05-29 10:00 | 0
2020-05-29 11:00 | 0
2020-05-29 12:00 | 0
2020-05-29 13:00 | 0.013773
2020-05-29 14:00 | 0
2020-05-29 15:00 | 0
2020-05-29 16:00 | 0
2020-05-29 17:00 | 0
2020-05-29 18:00 | 0
2020-05-29 19:00 | 0
2020-05-29 20:00 | 0
2020-05-29 21:00 | 0
2020-05-29 22:00 | 0
2020-05-29 23:00 | 0
2020-05-30 | 0
2020-05-30 01:00 | 0
2020-05-30 02:00 | 0
2020-05-30 03:00 | 0
2020-05-30 04:00 | 0
2020-05-30 05:00 | 0
2020-05-30 06:00 | 0
2020-05-30 07:00 | 0
2020-05-30 08:00 | 0
2020-05-30 09:00 | 0
2020-05-30 10:00 | 0
2020-05-30 11:00 | 0.17653
2020-05-30 12:00 | 0.60961
2020-05-30 13:00 | 1.1167
2020-05-30 14:00 | 1.4234
2020-05-30 15:00 | 1.4841
2020-05-30 16:00 | 1.3184
2020-05-30 17:00 | 1.0287
2020-05-30 18:00 | 0.80961
2020-05-30 19:00 | 0.56966
2020-05-30 20:00 | 0.19343
2020-05-30 21:00 | 0
2020-05-30 22:00 | 0.086593
2020-05-30 23:00 | 0
2020-05-31 | 0
2020-05-31 01:00 | 0
2020-05-31 02:00 | 0
2020-05-31 03:00 | 0
2020-05-31 04:00 | 0
2020-05-31 05:00 | 0
2020-05-31 06:00 | 0
2020-05-31 07:00 | 0
2020-05-31 08:00 | 0
2020-05-31 09:00 | 0.4922
2020-05-31 10:00 | 1.0659
2020-05-31 11:00 | 1.6908
2020-05-31 12:00 | 2.1903
2020-05-31 13:00 | 2.0949
2020-05-31 14:00 | 2.1786
2020-05-31 15:00 | 2.1734
2020-05-31 16:00 | 2.4001
2020-05-31 17:00 | 2.1612
2020-05-31 18:00 | 1.9743
2020-05-31 19:00 | 1.7697
2020-05-31 20:00 | 1.4332
2020-05-31 21:00 | 1.1635
2020-05-31 22:00 | 1.2189
2020-05-31 23:00 | 0
2020-06-01 | 0
2020-06-01 01:00 | 0
2020-06-01 02:00 | 0
2020-06-01 03:00 | 0
2020-06-01 04:00 | 0
2020-06-01 05:00 | 0
2020-06-01 06:00 | 0
2020-06-01 07:00 | 0
2020-06-01 08:00 | 0
2020-06-01 09:00 | 1.5471
2020-06-01 10:00 | 2.7628
2020-06-01 11:00 | 3.1158
2020-06-01 12:00 | 3.5952
2020-06-01 13:00 | 3.7805
2020-06-01 14:00 | 3.6073
2020-06-01 15:00 | 3.4824
2020-06-01 16:00 | 3.2384
2020-06-01 17:00 | 2.6159
2020-06-01 18:00 | 2.3458
2020-06-01 19:00 | 1.9121
2020-06-01 20:00 | 1.4879
2020-06-01 21:00 | 1.247
2020-06-01 22:00 | 1.3883
2020-06-01 23:00 | 0
2020-06-02 | 0
2020-06-02 01:00 | 0
2020-06-02 02:00 | 0
2020-06-02 03:00 | 0
2020-06-02 04:00 | 0
2020-06-02 05:00 | 0
2020-06-02 06:00 | 0
2020-06-02 07:00 | 0
2020-06-02 08:00 | 0
2020-06-02 09:00 | 1.4902
2020-06-02 10:00 | 2.5815
2020-06-02 11:00 | 3.0011
2020-06-02 12:00 | 3.4192
2020-06-02 13:00 | 3.7769
2020-06-02 14:00 | 4.0273
2020-06-02 15:00 | 4.0261
2020-06-02 16:00 | 4.1617
2020-06-02 17:00 | 3.8427
2020-06-02 18:00 | 3.4612
2020-06-02 19:00 | 2.765
2020-06-02 20:00 | 2.0891
2020-06-02 21:00 | 1.7214
2020-06-02 22:00 | 1.6378
2020-06-02 23:00 | 0
2020-06-03 | 0
2020-06-03 01:00 | 0
2020-06-03 02:00 | 0
2020-06-03 03:00 | 0
2020-06-03 04:00 | 0
2020-06-03 05:00 | 0
2020-06-03 06:00 | 0
2020-06-03 07:00 | 0
2020-06-03 08:00 | 0
2020-06-03 09:00 | 1.4758
2020-06-03 10:00 | 2.6043
2020-06-03 11:00 | 2.8449
2020-06-03 12:00 | 3.3416
2020-06-03 13:00 | 3.5884
2020-06-03 14:00 | 3.9492
2020-06-03 15:00 | 3.2266
2020-06-03 16:00 | 3.2472
2020-06-03 17:00 | 2.9136
2020-06-03 18:00 | 2.6868
2020-06-03 19:00 | 2.27
2020-06-03 20:00 | 1.8871
2020-06-03 21:00 | 1.5043
2020-06-03 22:00 | 1.4544
2020-06-03 23:00 | 0
2020-06-04 | 0
2020-06-04 01:00 | 0
2020-06-04 02:00 | 0
2020-06-04 03:00 | 0
2020-06-04 04:00 | 0
2020-06-04 05:00 | 0
2020-06-04 06:00 | 0
2020-06-04 07:00 | 0
2020-06-04 08:00 | 0
2020-06-04 09:00 | 1.3037
2020-06-04 10:00 | 1.7534
2020-06-04 11:00 | 1.6767
2020-06-04 12:00 | 1.5181
2020-06-04 13:00 | 1.3594
2020-06-04 14:00 | 1.277
2020-06-04 15:00 | 1.1846
2020-06-04 16:00 | 1.0504
2020-06-04 17:00 | 0.90386
2020-06-04 18:00 | 0.70311
2020-06-04 19:00 | 0.48897
2020-06-04 20:00 | 0.30949
2020-06-04 21:00 | 0.21864
2020-06-04 22:00 | 0.31704
2020-06-04 23:00 | 0
2020-06-05 | 0
2020-06-05 01:00 | 0
2020-06-05 02:00 | 0
2020-06-05 03:00 | 0
2020-06-05 04:00 | 0
2020-06-05 05:00 | 0
2020-06-05 06:00 | 0
2020-06-05 07:00 | 0
2020-06-05 08:00 | 0
2020-06-05 09:00 | 0
2020-06-05 10:00 | 0
2020-06-05 11:00 | 0.0043716
2020-06-05 12:00 | 0
2020-06-05 13:00 | 0.042734
2020-06-05 14:00 | 0.019441
2020-06-05 15:00 | 0.027596
2020-06-05 16:00 | 0
2020-06-05 17:00 | 0
2020-06-05 18:00 | 0
2020-06-05 19:00 | 0
2020-06-05 20:00 | 0
2020-06-05 21:00 | 0
2020-06-05 22:00 | 0
2020-06-05 23:00 | 0
2020-06-06 | 0
2020-06-06 01:00 | 0
2020-06-06 02:00 | 0
2020-06-06 03:00 | 0
2020-06-06 04:00 | 0
2020-06-06 05:00 | 0
2020-06-06 06:00 | 0
2020-06-06 07:00 | 0
2020-06-06 08:00 | 0
2020-06-06 09:00 | 0
2020-06-06 10:00 | 0
2020-06-06 11:00 | 0.1677
2020-06-06 12:00 | 0.52671
2020-06-06 13:00 | 0.94846
2020-06-06 14:00 | 1.1932
2020-06-06 15:00 | 1.253
2020-06-06 16:00 | 1.0468
2020-06-06 17:00 | 0.83473
2020-06-06 18:00 | 0.65461
2020-06-06 19:00 | 0.34876
2020-06-06 20:00 | 0.063872
2020-06-06 21:00 | 0
2020-06-06 22:00 | 0.044145
2020-06-06 23:00 | 0
2020-06-07 | 0
2020-06-07 01:00 | 0
2020-06-07 02:00 | 0
2020-06-07 03:00 | 0
2020-06-07 04:00 | 0
2020-06-07 05:00 | 0
2020-06-07 06:00 | 0
2020-06-07 07:00 | 0
2020-06-07 08:00 | 0
2020-06-07 09:00 | 0
2020-06-07 10:00 | 0.0028791
2020-06-07 11:00 | 0.62854
2020-06-07 12:00 | 1.18
2020-06-07 13:00 | 1.6304
2020-06-07 14:00 | 1.9462
2020-06-07 15:00 | 1.9288
2020-06-07 16:00 | 1.6637
2020-06-07 17:00 | 1.397
2020-06-07 18:00 | 1.1635
2020-06-07 19:00 | 0.84988
2020-06-07 20:00 | 0.52886
2020-06-07 21:00 | 0.28308
2020-06-07 22:00 | 0.3561
2020-06-07 23:00 | 0
2020-06-08 | 0
2020-06-08 01:00 | 0
2020-06-08 02:00 | 0
2020-06-08 03:00 | 0
2020-06-08 04:00 | 0
2020-06-08 05:00 | 0
2020-06-08 06:00 | 0
2020-06-08 07:00 | 0
2020-06-08 08:00 | 0
2020-06-08 09:00 | 0.3884
2020-06-08 10:00 | 0.90271
2020-06-08 11:00 | 1.3863
2020-06-08 12:00 | 1.639
2020-06-08 13:00 | 1.9407
2020-06-08 14:00 | 2.1264
2020-06-08 15:00 | 2.2272
2020-06-08 16:00 | 2.1952
2020-06-08 17:00 | 1.8596
2020-06-08 18:00 | 1.5783
2020-06-08 19:00 | 1.2165
2020-06-08 20:00 | 0.87795
2020-06-08 21:00 | 0.61734
2020-06-08 22:00 | 0.65133
2020-06-08 23:00 | 0
2020-06-09 | 0
2020-06-09 01:00 | 0
2020-06-09 02:00 | 0
2020-06-09 03:00 | 0
2020-06-09 04:00 | 0
2020-06-09 05:00 | 0
2020-06-09 06:00 | 0
2020-06-09 07:00 | 0
2020-06-09 08:00 | 0
2020-06-09 09:00 | 0.61399
2020-06-09 10:00 | 1.0401
2020-06-09 11:00 | 1.3267
2020-06-09 12:00 | 1.5439
2020-06-09 13:00 | 1.2502
2020-06-09 14:00 | 1.6153
2020-06-09 15:00 | 1.6627
2020-06-09 16:00 | 1.3068
2020-06-09 17:00 | 1.0947
2020-06-09 18:00 | 0.84817
2020-06-09 19:00 | 0.58936
2020-06-09 20:00 | 0.366
2020-06-09 21:00 | 0.18544
2020-06-09 22:00 | 0.29809
2020-06-09 23:00 | 0
2020-06-10 | 0
2020-06-10 01:00 | 0
2020-06-10 02:00 | 0
2020-06-10 03:00 | 0
2020-06-10 04:00 | 0
2020-06-10 05:00 | 0
2020-06-10 06:00 | 0
2020-06-10 07:00 | 0
2020-06-10 08:00 | 0
2020-06-10 09:00 | 0.39852
2020-06-10 10:00 | 0.85956
2020-06-10 11:00 | 1.1963
2020-06-10 12:00 | 1.6182
2020-06-10 13:00 | 1.9178
2020-06-10 14:00 | 1.9264
2020-06-10 15:00 | 1.7281
2020-06-10 16:00 | 1.6373
2020-06-10 17:00 | 1.3779
2020-06-10 18:00 | 1.1458
2020-06-10 19:00 | 0.86933
2020-06-10 20:00 | 0.60866
2020-06-10 21:00 | 0.40062
2020-06-10 22:00 | 0.51003
2020-06-10 23:00 | 0
2020-06-11 | 0
2020-06-11 01:00 | 0
2020-06-11 02:00 | 0
2020-06-11 03:00 | 0
2020-06-11 04:00 | 0
2020-06-11 05:00 | 0
2020-06-11 06:00 | 0
2020-06-11 07:00 | 0
2020-06-11 08:00 | 0
2020-06-11 09:00 | 0.41986
2020-06-11 10:00 | 0.8857
2020-06-11 11:00 | 1.4266
2020-06-11 12:00 | 1.9705
2020-06-11 13:00 | 2.4179
2020-06-11 14:00 | 2.07
2020-06-11 15:00 | 2.0249
2020-06-11 16:00 | 2.012
2020-06-11 17:00 | 1.7169
2020-06-11 18:00 | 1.4504
2020-06-11 19:00 | 1.1462
2020-06-11 20:00 | 0.88112
2020-06-11 21:00 | 0.67055
2020-06-11 22:00 | 0.74579
2020-06-11 23:00 | 0
2020-06-12 | 0
2020-06-12 01:00 | 0
2020-06-12 02:00 | 0
2020-06-12 03:00 | 0
2020-06-12 04:00 | 0
2020-06-12 05:00 | 0
2020-06-12 06:00 | 0
2020-06-12 07:00 | 0
2020-06-12 08:00 | 0
2020-06-12 09:00 | 0.69204
2020-06-12 10:00 | 1.2997
2020-06-12 11:00 | 1.8389
2020-06-12 12:00 | 2.3538
2020-06-12 13:00 | 2.4372
2020-06-12 14:00 | 2.7157
2020-06-12 15:00 | 2.8049
2020-06-12 16:00 | 2.6599
2020-06-12 17:00 | 2.5086
2020-06-12 18:00 | 1.8619
2020-06-12 19:00 | 1.3507
2020-06-12 20:00 | 0.95395
2020-06-12 21:00 | 0.71021
2020-06-12 22:00 | 0.82147
2020-06-12 23:00 | 0
2020-06-13 | 0
2020-06-13 01:00 | 0
2020-06-13 02:00 | 0
2020-06-13 03:00 | 0
2020-06-13 04:00 | 0
2020-06-13 05:00 | 0
2020-06-13 06:00 | 0
2020-06-13 07:00 | 0
2020-06-13 08:00 | 0
2020-06-13 09:00 | 0.79298
2020-06-13 10:00 | 1.2677
2020-06-13 11:00 | 1.4842
2020-06-13 12:00 | 1.6774
2020-06-13 13:00 | 1.8037
2020-06-13 14:00 | 1.8898
2020-06-13 15:00 | 1.929
2020-06-13 16:00 | 2.0351
2020-06-13 17:00 | 1.7752
2020-06-13 18:00 | 1.6078
2020-06-13 19:00 | 1.321
2020-06-13 20:00 | 0.99377
2020-06-13 21:00 | 0.76572
2020-06-13 22:00 | 0.87037
2020-06-13 23:00 | 0
2020-06-14 | 0
2020-06-14 01:00 | 0
2020-06-14 02:00 | 0
2020-06-14 03:00 | 0
2020-06-14 04:00 | 0
2020-06-14 05:00 | 0
2020-06-14 06:00 | 0
2020-06-14 07:00 | 0
2020-06-14 08:00 | 0
2020-06-14 09:00 | 0.95845
2020-06-14 10:00 | 1.6478
2020-06-14 11:00 | 2.1094
2020-06-14 12:00 | 2.5402
2020-06-14 13:00 | 2.8885
2020-06-14 14:00 | 3.1835
2020-06-14 15:00 | 3.1788
2020-06-14 16:00 | 3.3128
2020-06-14 17:00 | 3.0077
2020-06-14 18:00 | 2.668
2020-06-14 19:00 | 2.3607
2020-06-14 20:00 | 1.8692
2020-06-14 21:00 | 1.3856
2020-06-14 22:00 | 1.1743
2020-06-14 23:00 | 0
2020-06-15 | 0
2020-06-15 01:00 | 0
2020-06-15 02:00 | 0
2020-06-15 03:00 | 0
2020-06-15 04:00 | 0
2020-06-15 05:00 | 0
2020-06-15 06:00 | 0
2020-06-15 07:00 | 0
2020-06-15 08:00 | 0
2020-06-15 09:00 | 1.224
2020-06-15 10:00 | 2.1523
2020-06-15 11:00 | 2.6035
2020-06-15 12:00 | 3.1056
2020-06-15 13:00 | 3.4174
2020-06-15 14:00 | 3.6526
2020-06-15 15:00 | 3.7288
2020-06-15 16:00 | 3.7887
2020-06-15 17:00 | 3.3587
2020-06-15 18:00 | 3.0604
2020-06-15 19:00 | 2.734
2020-06-15 20:00 | 2.2584
2020-06-15 21:00 | 1.8483
2020-06-15 22:00 | 1.5493
2020-06-15 23:00 | 0
2020-06-16 | 0
2020-06-16 01:00 | 0
2020-06-16 02:00 | 0
2020-06-16 03:00 | 0
2020-06-16 04:00 | 0
2020-06-16 05:00 | 0
2020-06-16 06:00 | 0
2020-06-16 07:00 | 0
2020-06-16 08:00 | 0
2020-06-16 09:00 | 1.5291
2020-06-16 10:00 | 2.6309
2020-06-16 11:00 | 3.0584
2020-06-16 12:00 | 3.6055
2020-06-16 13:00 | 4.0554
2020-06-16 14:00 | 4.3084
2020-06-16 15:00 | 4.3083
2020-06-16 16:00 | 4.3951
2020-06-16 17:00 | 4.0725
2020-06-16 18:00 | 3.7516
2020-06-16 19:00 | 3.439
2020-06-16 20:00 | 2.9195
2020-06-16 21:00 | 2.3634
2020-06-16 22:00 | 1.9151
2020-06-16 23:00 | 0
2020-06-17 | 0
2020-06-17 01:00 | 0
2020-06-17 02:00 | 0
2020-06-17 03:00 | 0
2020-06-17 04:00 | 0
2020-06-17 05:00 | 0
2020-06-17 06:00 | 0
2020-06-17 07:00 | 0
2020-06-17 08:00 | 0
2020-06-17 09:00 | 1.7332
2020-06-17 10:00 | 2.5966
2020-06-17 11:00 | 2.4351
2020-06-17 12:00 | 2.9017
2020-06-17 13:00 | 3.0571
2020-06-17 14:00 | 3.4131
2020-06-17 15:00 | 3.609
2020-06-17 16:00 | 3.5916
2020-06-17 17:00 | 3.3113
2020-06-17 18:00 | 2.9686
2020-06-17 19:00 | 2.6427
2020-06-17 20:00 | 2.2228
2020-06-17 21:00 | 1.8519
2020-06-17 22:00 | 1.5936
2020-06-17 23:00 | 0
2020-06-18 | 0
2020-06-18 01:00 | 0
2020-06-18 02:00 | 0
2020-06-18 03:00 | 0
2020-06-18 04:00 | 0
2020-06-18 05:00 | 0
2020-06-18 06:00 | 0
2020-06-18 07:00 | 0
2020-06-18 08:00 | 0
2020-06-18 09:00 | 1.1947
2020-06-18 10:00 | 1.8368
2020-06-18 11:00 | 2.01
2020-06-18 12:00 | 2.4489
2020-06-18 13:00 | 2.8442
2020-06-18 14:00 | 3.1428
2020-06-18 15:00 | 3.2077
2020-06-18 16:00 | 3.3494
2020-06-18 17:00 | 3.064
2020-06-18 18:00 | 2.7624
2020-06-18 19:00 | 2.446
2020-06-18 20:00 | 1.9583
2020-06-18 21:00 | 1.4921
2020-06-18 22:00 | 1.2218
2020-06-18 23:00 | 0
2020-06-19 | 0
2020-06-19 01:00 | 0
2020-06-19 02:00 | 0
2020-06-19 03:00 | 0
2020-06-19 04:00 | 0
2020-06-19 05:00 | 0
2020-06-19 06:00 | 0
2020-06-19 07:00 | 0
2020-06-19 08:00 | 0
2020-06-19 09:00 | 1.0873
2020-06-19 10:00 | 1.8299
2020-06-19 11:00 | 2.1054
2020-06-19 12:00 | 2.1997
2020-06-19 13:00 | 2.3099
2020-06-19 14:00 | 2.4198
2020-06-19 15:00 | 2.4237
2020-06-19 16:00 | 2.6508
2020-06-19 17:00 | 2.518
2020-06-19 18:00 | 2.2141
2020-06-19 19:00 | 1.9554
2020-06-19 20:00 | 1.5177
2020-06-19 21:00 | 1.2286
2020-06-19 22:00 | 1.1287
2020-06-19 23:00 | 0
2020-06-20 | 0
2020-06-20 01:00 | 0
2020-06-20 02:00 | 0
2020-06-20 03:00 | 0
2020-06-20 04:00 | 0
2020-06-20 05:00 | 0
2020-06-20 06:00 | 0
2020-06-20 07:00 | 0
2020-06-20 08:00 | 0
2020-06-20 09:00 | 0.92798
2020-06-20 10:00 | 1.3764
2020-06-20 11:00 | 1.5916
2020-06-20 12:00 | 1.7265
2020-06-20 13:00 | 1.7989
2020-06-20 14:00 | 1.8196
2020-06-20 15:00 | 1.7593
2020-06-20 16:00 | 1.929
2020-06-20 17:00 | 1.6366
2020-06-20 18:00 | 1.3365
2020-06-20 19:00 | 1.0701
2020-06-20 20:00 | 0.65613
2020-06-20 21:00 | 0.37115
2020-06-20 22:00 | 0.45975
2020-06-20 23:00 | 0
2020-06-21 | 0
2020-06-21 01:00 | 0
2020-06-21 02:00 | 0
2020-06-21 03:00 | 0
2020-06-21 04:00 | 0
2020-06-21 05:00 | 0
2020-06-21 06:00 | 0
2020-06-21 07:00 | 0
2020-06-21 08:00 | 0
2020-06-21 09:00 | 0.30648
2020-06-21 10:00 | 0.49383
2020-06-21 11:00 | 0.87646
2020-06-21 12:00 | 1.2225
2020-06-21 13:00 | 1.507
2020-06-21 14:00 | 1.7255
2020-06-21 15:00 | 1.7607
2020-06-21 16:00 | 1.8977
2020-06-21 17:00 | 1.7305
2020-06-21 18:00 | 1.4671
2020-06-21 19:00 | 1.1917
2020-06-21 20:00 | 0.72264
2020-06-21 21:00 | 0.34493
2020-06-21 22:00 | 0.32896
2020-06-21 23:00 | 0
2020-06-22 | 0
2020-06-22 01:00 | 0
2020-06-22 02:00 | 0
2020-06-22 03:00 | 0
2020-06-22 04:00 | 0
2020-06-22 05:00 | 0
2020-06-22 06:00 | 0
2020-06-22 07:00 | 0
2020-06-22 08:00 | 0
2020-06-22 09:00 | 0.27187
2020-06-22 10:00 | 0.62047
2020-06-22 11:00 | 1.1978
2020-06-22 12:00 | 1.7118
2020-06-22 13:00 | 2.1087
2020-06-22 14:00 | 2.3141
2020-06-22 15:00 | 2.3122
2020-06-22 16:00 | 2.4089
2020-06-22 17:00 | 2.1388
2020-06-22 18:00 | 1.8249
2020-06-22 19:00 | 1.326
2020-06-22 20:00 | 0.95575
2020-06-22 21:00 | 0.59653
2020-06-22 22:00 | 0.59675
2020-06-22 23:00 | 0
2020-06-23 | 0
2020-06-23 01:00 | 0
2020-06-23 02:00 | 0
2020-06-23 03:00 | 0
2020-06-23 04:00 | 0
2020-06-23 05:00 | 0
2020-06-23 06:00 | 0
2020-06-23 07:00 | 0
2020-06-23 08:00 | 0
2020-06-23 09:00 | 0.60441
2020-06-23 10:00 | 1.1515
2020-06-23 11:00 | 1.7054
2020-06-23 12:00 | 2.2197
2020-06-23 13:00 | 2.6046
2020-06-23 14:00 | 2.8514
2020-06-23 15:00 | 2.8954
2020-06-23 16:00 | 3.0386
2020-06-23 17:00 | 2.7205
2020-06-23 18:00 | 2.4632
2020-06-23 19:00 | 2.1778
2020-06-23 20:00 | 1.6971
2020-06-23 21:00 | 1.2253
2020-06-23 22:00 | 1.0185
2020-06-23 23:00 | 0
2020-06-24 | 0
2020-06-24 01:00 | 0
2020-06-24 02:00 | 0
2020-06-24 03:00 | 0
2020-06-24 04:00 | 0
2020-06-24 05:00 | 0
2020-06-24 06:00 | 0
2020-06-24 07:00 | 0
2020-06-24 08:00 | 0
2020-06-24 09:00 | 0.9777
2020-06-24 10:00 | 1.7444
2020-06-24 11:00 | 2.2611
2020-06-24 12:00 | 2.7936
2020-06-24 13:00 | 3.2596
2020-06-24 14:00 | 3.5622
2020-06-24 15:00 | 3.5866
2020-06-24 16:00 | 3.7136
2020-06-24 17:00 | 3.3719
2020-06-24 18:00 | 3.0915
2020-06-24 19:00 | 2.8106
2020-06-24 20:00 | 2.3298
2020-06-24 21:00 | 1.8496
2020-06-24 22:00 | 1.4882
2020-06-24 23:00 | 0
2020-06-25 | 0
2020-06-25 01:00 | 0
2020-06-25 02:00 | 0
2020-06-25 03:00 | 0
2020-06-25 04:00 | 0
2020-06-25 05:00 | 0
2020-06-25 06:00 | 0
2020-06-25 07:00 | 0
2020-06-25 08:00 | 0
2020-06-25 09:00 | 1.4133
2020-06-25 10:00 | 2.379
2020-06-25 11:00 | 2.7386
2020-06-25 12:00 | 2.8622
2020-06-25 13:00 | 3.0871
2020-06-25 14:00 | 2.5934
2020-06-25 15:00 | 2.3185
2020-06-25 16:00 | 2.321
2020-06-25 17:00 | 1.947
2020-06-25 18:00 | 1.6804
2020-06-25 19:00 | 1.4886
2020-06-25 20:00 | 1.3059
2020-06-25 21:00 | 1.1374
2020-06-25 22:00 | 1.0999
2020-06-25 23:00 | 0
2020-06-26 | 0
2020-06-26 01:00 | 0
2020-06-26 02:00 | 0
2020-06-26 03:00 | 0
2020-06-26 04:00 | 0
2020-06-26 05:00 | 0
2020-06-26 06:00 | 0
2020-06-26 07:00 | 0
2020-06-26 08:00 | 0
2020-06-26 09:00 | 1.106
2020-06-26 10:00 | 1.9441
2020-06-26 11:00 | 2.4061
2020-06-26 12:00 | 2.9393
2020-06-26 13:00 | 3.4556
2020-06-26 14:00 | 3.4987
2020-06-26 15:00 | 3.2895
2020-06-26 16:00 | 3.2327
2020-06-26 17:00 | 2.7701
2020-06-26 18:00 | 2.3718
2020-06-26 19:00 | 1.9889
2020-06-26 20:00 | 1.6714
2020-06-26 21:00 | 1.3995
2020-06-26 22:00 | 1.2476
2020-06-26 23:00 | 0
2020-06-27 | 0
2020-06-27 01:00 | 0
2020-06-27 02:00 | 0
2020-06-27 03:00 | 0
2020-06-27 04:00 | 0
2020-06-27 05:00 | 0
2020-06-27 06:00 | 0
2020-06-27 07:00 | 0
2020-06-27 08:00 | 0
2020-06-27 09:00 | 1.1985
2020-06-27 10:00 | 1.9924
2020-06-27 11:00 | 2.3431
2020-06-27 12:00 | 2.8707
2020-06-27 13:00 | 3.1158
2020-06-27 14:00 | 2.9321
2020-06-27 15:00 | 2.9236
2020-06-27 16:00 | 3.1526
2020-06-27 17:00 | 2.9658
2020-06-27 18:00 | 2.7382
2020-06-27 19:00 | 2.3947
2020-06-27 20:00 | 1.9339
2020-06-27 21:00 | 1.5444
2020-06-27 22:00 | 1.312
2020-06-27 23:00 | 0
2020-06-28 | 0
2020-06-28 01:00 | 0
2020-06-28 02:00 | 0
2020-06-28 03:00 | 0
2020-06-28 04:00 | 0
2020-06-28 05:00 | 0
2020-06-28 06:00 | 0
2020-06-28 07:00 | 0
2020-06-28 08:00 | 0
2020-06-28 09:00 | 1.1455
2020-06-28 10:00 | 1.8402
2020-06-28 11:00 | 2.1083
2020-06-28 12:00 | 2.5519
2020-06-28 13:00 | 3.0144
2020-06-28 14:00 | 3.2808
2020-06-28 15:00 | 3.3519
2020-06-28 16:00 | 3.6049
2020-06-28 17:00 | 3.3745
2020-06-28 18:00 | 3.0581
2020-06-28 19:00 | 2.5592
2020-06-28 20:00 | 2.1723
2020-06-28 21:00 | 1.8445
2020-06-28 22:00 | 1.4769
2020-06-28 23:00 | 0
2020-06-29 | 0
2020-06-29 01:00 | 0
2020-06-29 02:00 | 0
2020-06-29 03:00 | 0
2020-06-29 04:00 | 0
2020-06-29 05:00 | 0
2020-06-29 06:00 | 0
2020-06-29 07:00 | 0
2020-06-29 08:00 | 0
2020-06-29 09:00 | 0.97441
2020-06-29 10:00 | 1.5733
2020-06-29 11:00 | 1.9318
2020-06-29 12:00 | 2.2994
2020-06-29 13:00 | 2.5738
2020-06-29 14:00 | 3.2597
2020-06-29 15:00 | 3.2396
2020-06-29 16:00 | 3.1756
2020-06-29 17:00 | 2.9237
2020-06-29 18:00 | 2.6394
2020-06-29 19:00 | 2.2129
2020-06-29 20:00 | 1.7966
2020-06-29 21:00 | 1.5106
2020-06-29 22:00 | 1.2903
2020-06-29 23:00 | 0
2020-06-30 | 0
2020-06-30 01:00 | 0
2020-06-30 02:00 | 0
2020-06-30 03:00 | 0
2020-06-30 04:00 | 0
2020-06-30 05:00 | 0
2020-06-30 06:00 | 0
2020-06-30 07:00 | 0
2020-06-30 08:00 | 0
2020-06-30 09:00 | 1.3394
2020-06-30 10:00 | 2.3476
2020-06-30 11:00 | 2.6445
2020-06-30 12:00 | 2.8271
2020-06-30 13:00 | 2.9803
2020-06-30 14:00 | 3.0539
2020-06-30 15:00 | 2.9701
2020-06-30 16:00 | 3.2226
2020-06-30 17:00 | 3.1423
2020-06-30 18:00 | 2.8813
2020-06-30 19:00 | 2.5004
2020-06-30 20:00 | 2.0693
2020-06-30 21:00 | 1.7674
2020-06-30 22:00 | 1.4675
2020-06-30 23:00 | 0
2020-07-01 | 0
2020-07-01 01:00 | 0
2020-07-01 02:00 | 0
2020-07-01 03:00 | 0
2020-07-01 04:00 | 0
2020-07-01 05:00 | 0
2020-07-01 06:00 | 0
2020-07-01 07:00 | 0
2020-07-01 08:00 | 0
2020-07-01 09:00 | 1.391
2020-07-01 10:00 | 2.4647
2020-07-01 11:00 | 2.9571
2020-07-01 12:00 | 3.5066
2020-07-01 13:00 | 3.9639
2020-07-01 14:00 | 4.2505
2020-07-01 15:00 | 4.2063
2020-07-01 16:00 | 4.2967
2020-07-01 17:00 | 3.9203
2020-07-01 18:00 | 3.5964
2020-07-01 19:00 | 3.2958
2020-07-01 20:00 | 2.8408
2020-07-01 21:00 | 2.4508
2020-07-01 22:00 | 1.994
2020-07-01 23:00 | 0
2020-07-02 | 0
2020-07-02 01:00 | 0
2020-07-02 02:00 | 0
2020-07-02 03:00 | 0
2020-07-02 04:00 | 0
2020-07-02 05:00 | 0
2020-07-02 06:00 | 0
2020-07-02 07:00 | 0
2020-07-02 08:00 | 0
2020-07-02 09:00 | 1.868
2020-07-02 10:00 | 3.3635
2020-07-02 11:00 | 3.8551
2020-07-02 12:00 | 4.3986
2020-07-02 13:00 | 4.8311
2020-07-02 14:00 | 5.0877
2020-07-02 15:00 | 5.0503
2020-07-02 16:00 | 5.1336
2020-07-02 17:00 | 4.7585
2020-07-02 18:00 | 4.347
2020-07-02 19:00 | 3.8544
2020-07-02 20:00 | 3.3968
2020-07-02 21:00 | 2.9451
2020-07-02 22:00 | 2.4062
2020-07-02 23:00 | 0
2020-07-03 | 0
2020-07-03 01:00 | 0
2020-07-03 02:00 | 0
2020-07-03 03:00 | 0
2020-07-03 04:00 | 0
2020-07-03 05:00 | 0
2020-07-03 06:00 | 0
2020-07-03 07:00 | 0
2020-07-03 08:00 | 0
2020-07-03 09:00 | 2.3033
2020-07-03 10:00 | 3.9667
2020-07-03 11:00 | 4.4209
2020-07-03 12:00 | 4.882
2020-07-03 13:00 | 5.2338
2020-07-03 14:00 | 5.3875
2020-07-03 15:00 | 5.319
2020-07-03 16:00 | 5.3576
2020-07-03 17:00 | 4.8802
2020-07-03 18:00 | 4.5151
2020-07-03 19:00 | 4.2002
2020-07-03 20:00 | 3.7198
2020-07-03 21:00 | 3.2749
2020-07-03 22:00 | 2.7463
2020-07-03 23:00 | 0
2020-07-04 | 0
2020-07-04 01:00 | 0
2020-07-04 02:00 | 0
2020-07-04 03:00 | 0
2020-07-04 04:00 | 0
2020-07-04 05:00 | 0
2020-07-04 06:00 | 0
2020-07-04 07:00 | 0
2020-07-04 08:00 | 0
2020-07-04 09:00 | 2.4263
2020-07-04 10:00 | 4.1436
2020-07-04 11:00 | 4.5825
2020-07-04 12:00 | 5.0418
2020-07-04 13:00 | 5.4139
2020-07-04 14:00 | 5.5998
2020-07-04 15:00 | 5.5053
2020-07-04 16:00 | 5.4868
2020-07-04 17:00 | 5.0518
2020-07-04 18:00 | 4.6924
2020-07-04 19:00 | 4.3095
2020-07-04 20:00 | 3.8027
2020-07-04 21:00 | 3.3125
2020-07-04 22:00 | 2.7179
2020-07-04 23:00 | 0
2020-07-05 | 0
2020-07-05 01:00 | 0
2020-07-05 02:00 | 0
2020-07-05 03:00 | 0
2020-07-05 04:00 | 0
2020-07-05 05:00 | 0
2020-07-05 06:00 | 0
2020-07-05 07:00 | 0
2020-07-05 08:00 | 0
2020-07-05 09:00 | 2.3868
2020-07-05 10:00 | 4.0837
2020-07-05 11:00 | 4.5871
2020-07-05 12:00 | 5.1039
2020-07-05 13:00 | 5.5095
2020-07-05 14:00 | 5.6792
2020-07-05 15:00 | 5.6431
2020-07-05 16:00 | 5.652
2020-07-05 17:00 | 5.2635
2020-07-05 18:00 | 4.8867
2020-07-05 19:00 | 4.481
2020-07-05 20:00 | 3.9431
2020-07-05 21:00 | 3.4008
2020-07-05 22:00 | 2.7774
2020-07-05 23:00 | 0
2020-07-06 | 0
2020-07-06 01:00 | 0
2020-07-06 02:00 | 0
2020-07-06 03:00 | 0
2020-07-06 04:00 | 0
2020-07-06 05:00 | 0
2020-07-06 06:00 | 0
2020-07-06 07:00 | 0
2020-07-06 08:00 | 0
2020-07-06 09:00 | 2.2092
2020-07-06 10:00 | 3.3347
2020-07-06 11:00 | 3.7149
2020-07-06 12:00 | 4.2942
2020-07-06 13:00 | 4.8682
2020-07-06 14:00 | 5.0832
2020-07-06 15:00 | 5.0519
2020-07-06 16:00 | 5.2557
2020-07-06 17:00 | 4.9128
2020-07-06 18:00 | 4.4038
2020-07-06 19:00 | 3.8894
2020-07-06 20:00 | 3.3095
2020-07-06 21:00 | 2.8399
2020-07-06 22:00 | 2.3789
2020-07-06 23:00 | 0
2020-07-07 | 0
2020-07-07 01:00 | 0
2020-07-07 02:00 | 0
2020-07-07 03:00 | 0
2020-07-07 04:00 | 0
2020-07-07 05:00 | 0
2020-07-07 06:00 | 0
2020-07-07 07:00 | 0
2020-07-07 08:00 | 0
2020-07-07 09:00 | 2.1361
2020-07-07 10:00 | 3.5137
2020-07-07 11:00 | 3.7307
2020-07-07 12:00 | 3.9356
2020-07-07 13:00 | 4.0221
2020-07-07 14:00 | 3.9156
2020-07-07 15:00 | 3.709
2020-07-07 16:00 | 3.8561
2020-07-07 17:00 | 3.4823
2020-07-07 18:00 | 3.0525
2020-07-07 19:00 | 2.6453
2020-07-07 20:00 | 2.3208
2020-07-07 21:00 | 2.0895
2020-07-07 22:00 | 1.7569
2020-07-07 23:00 | 0
2020-07-08 | 0
2020-07-08 01:00 | 0
2020-07-08 02:00 | 0
2020-07-08 03:00 | 0
2020-07-08 04:00 | 0
2020-07-08 05:00 | 0
2020-07-08 06:00 | 0
2020-07-08 07:00 | 0
2020-07-08 08:00 | 0
2020-07-08 09:00 | 1.5739
2020-07-08 10:00 | 2.6743
2020-07-08 11:00 | 3.1564
2020-07-08 12:00 | 3.6682
2020-07-08 13:00 | 4.1039
2020-07-08 14:00 | 4.3375
2020-07-08 15:00 | 4.3152
2020-07-08 16:00 | 4.3728
2020-07-08 17:00 | 3.9727
2020-07-08 18:00 | 3.5485
2020-07-08 19:00 | 3.2179
2020-07-08 20:00 | 2.6633
2020-07-08 21:00 | 2.1606
2020-07-08 22:00 | 1.6952
2020-07-08 23:00 | 0
2020-07-09 | 0
2020-07-09 01:00 | 0
2020-07-09 02:00 | 0
2020-07-09 03:00 | 0
2020-07-09 04:00 | 0
2020-07-09 05:00 | 0
2020-07-09 06:00 | 0
2020-07-09 07:00 | 0
2020-07-09 08:00 | 0
2020-07-09 09:00 | 1.4579
2020-07-09 10:00 | 2.523
2020-07-09 11:00 | 2.9789
2020-07-09 12:00 | 3.5654
2020-07-09 13:00 | 4.0345
2020-07-09 14:00 | 4.2551
2020-07-09 15:00 | 4.2384
2020-07-09 16:00 | 4.3033
2020-07-09 17:00 | 3.903
2020-07-09 18:00 | 3.5482
2020-07-09 19:00 | 3.2113
2020-07-09 20:00 | 2.6763
2020-07-09 21:00 | 2.129
2020-07-09 22:00 | 1.6016
2020-07-09 23:00 | 0
2020-07-10 | 0
2020-07-10 01:00 | 0
2020-07-10 02:00 | 0
2020-07-10 03:00 | 0
2020-07-10 04:00 | 0
2020-07-10 05:00 | 0
2020-07-10 06:00 | 0
2020-07-10 07:00 | 0
2020-07-10 08:00 | 0
2020-07-10 09:00 | 1.4586
2020-07-10 10:00 | 2.5659
2020-07-10 11:00 | 3.147
2020-07-10 12:00 | 3.809
2020-07-10 13:00 | 4.3082
2020-07-10 14:00 | 4.5514
2020-07-10 15:00 | 4.5377
2020-07-10 16:00 | 4.5864
2020-07-10 17:00 | 4.2222
2020-07-10 18:00 | 3.9271
2020-07-10 19:00 | 3.618
2020-07-10 20:00 | 3.0973
2020-07-10 21:00 | 2.5879
2020-07-10 22:00 | 1.9648
2020-07-10 23:00 | 0
2020-07-11 | 0
2020-07-11 01:00 | 0
2020-07-11 02:00 | 0
2020-07-11 03:00 | 0
2020-07-11 04:00 | 0
2020-07-11 05:00 | 0
2020-07-11 06:00 | 0
2020-07-11 07:00 | 0
2020-07-11 08:00 | 0
2020-07-11 09:00 | 1.9637
2020-07-11 10:00 | 3.4543
2020-07-11 11:00 | 3.9891
2020-07-11 12:00 | 4.5868
2020-07-11 13:00 | 5.0097
2020-07-11 14:00 | 5.2388
2020-07-11 15:00 | 5.175
2020-07-11 16:00 | 5.1554
2020-07-11 17:00 | 4.7088
2020-07-11 18:00 | 4.2705
2020-07-11 19:00 | 3.9142
2020-07-11 20:00 | 3.3827
2020-07-11 21:00 | 2.9172
2020-07-11 22:00 | 2.3534
2020-07-11 23:00 | 0
2020-07-12 | 0
2020-07-12 01:00 | 0
2020-07-12 02:00 | 0
2020-07-12 03:00 | 0
2020-07-12 04:00 | 0
2020-07-12 05:00 | 0
2020-07-12 06:00 | 0
2020-07-12 07:00 | 0
2020-07-12 08:00 | 0
2020-07-12 09:00 | 2.1549
2020-07-12 10:00 | 3.7079
2020-07-12 11:00 | 4.1923
2020-07-12 12:00 | 4.6629
2020-07-12 13:00 | 5.0637
2020-07-12 14:00 | 5.2856
2020-07-12 15:00 | 5.2103
2020-07-12 16:00 | 5.2343
2020-07-12 17:00 | 4.7939
2020-07-12 18:00 | 4.3802
2020-07-12 19:00 | 3.9748
2020-07-12 20:00 | 3.4186
2020-07-12 21:00 | 2.9075
2020-07-12 22:00 | 2.3467
2020-07-12 23:00 | 0
2020-07-13 | 0
2020-07-13 01:00 | 0
2020-07-13 02:00 | 0
2020-07-13 03:00 | 0
2020-07-13 04:00 | 0
2020-07-13 05:00 | 0
2020-07-13 06:00 | 0
2020-07-13 07:00 | 0
2020-07-13 08:00 | 0
2020-07-13 09:00 | 2.0457
2020-07-13 10:00 | 3.554
2020-07-13 11:00 | 4.1069
2020-07-13 12:00 | 4.671
2020-07-13 13:00 | 5.0863
2020-07-13 14:00 | 5.2987
2020-07-13 15:00 | 5.2618
2020-07-13 16:00 | 5.3581
2020-07-13 17:00 | 4.9725
2020-07-13 18:00 | 4.62
2020-07-13 19:00 | 4.2965
2020-07-13 20:00 | 3.7897
2020-07-13 21:00 | 3.3234
2020-07-13 22:00 | 2.7395
2020-07-13 23:00 | 0
2020-07-14 | 0
2020-07-14 01:00 | 0
2020-07-14 02:00 | 0
2020-07-14 03:00 | 0
2020-07-14 04:00 | 0
2020-07-14 05:00 | 0
2020-07-14 06:00 | 0
2020-07-14 07:00 | 0
2020-07-14 08:00 | 0
2020-07-14 09:00 | 2.6582
2020-07-14 10:00 | 4.537
2020-07-14 11:00 | 4.9592
2020-07-14 12:00 | 5.4083
2020-07-14 13:00 | 5.8018
2020-07-14 14:00 | 5.9405
2020-07-14 15:00 | 5.6036
2020-07-14 16:00 | 5.3044
2020-07-14 17:00 | 5.0037
2020-07-14 18:00 | 4.5726
2020-07-14 19:00 | 3.8817
2020-07-14 20:00 | 3.2974
2020-07-14 21:00 | 3.0105
2020-07-14 22:00 | 2.5885
2020-07-14 23:00 | 0
2020-07-15 | 0
2020-07-15 01:00 | 0
2020-07-15 02:00 | 0
2020-07-15 03:00 | 0
2020-07-15 04:00 | 0
2020-07-15 05:00 | 0
2020-07-15 06:00 | 0
2020-07-15 07:00 | 0
2020-07-15 08:00 | 0
2020-07-15 09:00 | 2.4719
2020-07-15 10:00 | 4.0849
2020-07-15 11:00 | 4.1984
2020-07-15 12:00 | 4.2797
2020-07-15 13:00 | 4.4128
2020-07-15 14:00 | 4.5581
2020-07-15 15:00 | 4.5581
2020-07-15 16:00 | 4.7652
2020-07-15 17:00 | 4.6644
2020-07-15 18:00 | 4.3776
2020-07-15 19:00 | 3.8786
2020-07-15 20:00 | 3.2978
2020-07-15 21:00 | 2.8973
2020-07-15 22:00 | 2.3571
2020-07-15 23:00 | 0
2020-07-16 | 0
2020-07-16 01:00 | 0
2020-07-16 02:00 | 0
2020-07-16 03:00 | 0
2020-07-16 04:00 | 0
2020-07-16 05:00 | 0
2020-07-16 06:00 | 0
2020-07-16 07:00 | 0
2020-07-16 08:00 | 0
2020-07-16 09:00 | 1.9795
2020-07-16 10:00 | 3.217
2020-07-16 11:00 | 3.3224
2020-07-16 12:00 | 3.2458
2020-07-16 13:00 | 3.0085
2020-07-16 14:00 | 2.8829
2020-07-16 15:00 | 2.7014
2020-07-16 16:00 | 2.7092
2020-07-16 17:00 | 2.5043
2020-07-16 18:00 | 2.328
2020-07-16 19:00 | 2.0682
2020-07-16 20:00 | 1.7932
2020-07-16 21:00 | 1.5989
2020-07-16 22:00 | 1.3274
2020-07-16 23:00 | 0
2020-07-17 | 0
2020-07-17 01:00 | 0
2020-07-17 02:00 | 0
2020-07-17 03:00 | 0
2020-07-17 04:00 | 0
2020-07-17 05:00 | 0
2020-07-17 06:00 | 0
2020-07-17 07:00 | 0
2020-07-17 08:00 | 0
2020-07-17 09:00 | 0.7353
2020-07-17 10:00 | 0.96848
2020-07-17 11:00 | 0.97265
2020-07-17 12:00 | 0.97352
2020-07-17 13:00 | 0.97394
2020-07-17 14:00 | 0.95069
2020-07-17 15:00 | 0.86555
2020-07-17 16:00 | 0.86994
2020-07-17 17:00 | 0.90155
2020-07-17 18:00 | 0.89937
2020-07-17 19:00 | 0.74295
2020-07-17 20:00 | 0.40972
2020-07-17 21:00 | 0.12819
2020-07-17 22:00 | 0.2282
2020-07-17 23:00 | 0
2020-07-18 | 0
2020-07-18 01:00 | 0
2020-07-18 02:00 | 0
2020-07-18 03:00 | 0
2020-07-18 04:00 | 0
2020-07-18 05:00 | 0
2020-07-18 06:00 | 0
2020-07-18 07:00 | 0
2020-07-18 08:00 | 0
2020-07-18 09:00 | 0.27845
2020-07-18 10:00 | 0.62529
2020-07-18 11:00 | 1.1031
2020-07-18 12:00 | 1.4525
2020-07-18 13:00 | 1.6802
2020-07-18 14:00 | 1.9674
2020-07-18 15:00 | 2.1083
2020-07-18 16:00 | 2.3244
2020-07-18 17:00 | 2.1195
2020-07-18 18:00 | 1.7158
2020-07-18 19:00 | 1.207
2020-07-18 20:00 | 0.84851
2020-07-18 21:00 | 0.54556
2020-07-18 22:00 | 0.50063
2020-07-18 23:00 | 0
2020-07-19 | 0
2020-07-19 01:00 | 0
2020-07-19 02:00 | 0
2020-07-19 03:00 | 0
2020-07-19 04:00 | 0
2020-07-19 05:00 | 0
2020-07-19 06:00 | 0
2020-07-19 07:00 | 0
2020-07-19 08:00 | 0
2020-07-19 09:00 | 0.45464
2020-07-19 10:00 | 0.7403
2020-07-19 11:00 | 0.98176
2020-07-19 12:00 | 1.2202
2020-07-19 13:00 | 1.4243
2020-07-19 14:00 | 1.5704
2020-07-19 15:00 | 1.6135
2020-07-19 16:00 | 1.8533
2020-07-19 17:00 | 1.7896
2020-07-19 18:00 | 1.5746
2020-07-19 19:00 | 1.2277
2020-07-19 20:00 | 0.86342
2020-07-19 21:00 | 0.57404
2020-07-19 22:00 | 0.50695
2020-07-19 23:00 | 0
2020-07-20 | 0
2020-07-20 01:00 | 0
2020-07-20 02:00 | 0
2020-07-20 03:00 | 0
2020-07-20 04:00 | 0
2020-07-20 05:00 | 0
2020-07-20 06:00 | 0
2020-07-20 07:00 | 0
2020-07-20 08:00 | 0
2020-07-20 09:00 | 0.34801
2020-07-20 10:00 | 0.60285
2020-07-20 11:00 | 0.88914
2020-07-20 12:00 | 1.1752
2020-07-20 13:00 | 1.311
2020-07-20 14:00 | 1.3985
2020-07-20 15:00 | 1.5667
2020-07-20 16:00 | 1.8571
2020-07-20 17:00 | 1.7094
2020-07-20 18:00 | 1.4479
2020-07-20 19:00 | 0.99279
2020-07-20 20:00 | 0.57089
2020-07-20 21:00 | 0.29574
2020-07-20 22:00 | 0.30493
2020-07-20 23:00 | 0
2020-07-21 | 0
2020-07-21 01:00 | 0
2020-07-21 02:00 | 0
2020-07-21 03:00 | 0
2020-07-21 04:00 | 0
2020-07-21 05:00 | 0
2020-07-21 06:00 | 0
2020-07-21 07:00 | 0
2020-07-21 08:00 | 0
2020-07-21 09:00 | 0.34204
2020-07-21 10:00 | 0.79032
2020-07-21 11:00 | 1.257
2020-07-21 12:00 | 1.5195
2020-07-21 13:00 | 1.5404
2020-07-21 14:00 | 1.6854
2020-07-21 15:00 | 1.7441
2020-07-21 16:00 | 1.9726
2020-07-21 17:00 | 1.7809
2020-07-21 18:00 | 1.4622
2020-07-21 19:00 | 1.0807
2020-07-21 20:00 | 0.73638
2020-07-21 21:00 | 0.51794
2020-07-21 22:00 | 0.45345
2020-07-21 23:00 | 0
2020-07-22 | 0
2020-07-22 01:00 | 0
2020-07-22 02:00 | 0
2020-07-22 03:00 | 0
2020-07-22 04:00 | 0
2020-07-22 05:00 | 0
2020-07-22 06:00 | 0
2020-07-22 07:00 | 0
2020-07-22 08:00 | 0
2020-07-22 09:00 | 0.5102
2020-07-22 10:00 | 1.0536
2020-07-22 11:00 | 1.637
2020-07-22 12:00 | 2.1478
2020-07-22 13:00 | 2.0264
2020-07-22 14:00 | 2.4289
2020-07-22 15:00 | 2.7239
2020-07-22 16:00 | 2.9985
2020-07-22 17:00 | 2.7368
2020-07-22 18:00 | 2.4206
2020-07-22 19:00 | 2.0978
2020-07-22 20:00 | 1.6259
2020-07-22 21:00 | 1.2654
2020-07-22 22:00 | 0.90335
2020-07-22 23:00 | 0
2020-07-23 | 0
2020-07-23 01:00 | 0
2020-07-23 02:00 | 0
2020-07-23 03:00 | 0
2020-07-23 04:00 | 0
2020-07-23 05:00 | 0
2020-07-23 06:00 | 0
2020-07-23 07:00 | 0
2020-07-23 08:00 | 0
2020-07-23 09:00 | 0.97292
2020-07-23 10:00 | 1.7334
2020-07-23 11:00 | 2.1723
2020-07-23 12:00 | 2.6696
2020-07-23 13:00 | 3.076
2020-07-23 14:00 | 3.3919
2020-07-23 15:00 | 3.5133
2020-07-23 16:00 | 3.7378
2020-07-23 17:00 | 3.4266
2020-07-23 18:00 | 3.0433
2020-07-23 19:00 | 2.695
2020-07-23 20:00 | 2.1702
2020-07-23 21:00 | 1.7249
2020-07-23 22:00 | 1.2816
2020-07-23 23:00 | 0
2020-07-24 | 0
2020-07-24 01:00 | 0
2020-07-24 02:00 | 0
2020-07-24 03:00 | 0
2020-07-24 04:00 | 0
2020-07-24 05:00 | 0
2020-07-24 06:00 | 0
2020-07-24 07:00 | 0
2020-07-24 08:00 | 0
2020-07-24 09:00 | 1.2336
2020-07-24 10:00 | 2.1278
2020-07-24 11:00 | 2.3242
2020-07-24 12:00 | 2.231
2020-07-24 13:00 | 1.8924
2020-07-24 14:00 | 1.8728
2020-07-24 15:00 | 1.8572
2020-07-24 16:00 | 2.2604
2020-07-24 17:00 | 2.1265
2020-07-24 18:00 | 1.8842
2020-07-24 19:00 | 1.502
2020-07-24 20:00 | 1.0212
2020-07-24 21:00 | 0.76626
2020-07-24 22:00 | 0.68199
2020-07-24 23:00 | 0
2020-07-25 | 0
2020-07-25 01:00 | 0
2020-07-25 02:00 | 0
2020-07-25 03:00 | 0
2020-07-25 04:00 | 0
2020-07-25 05:00 | 0
2020-07-25 06:00 | 0
2020-07-25 07:00 | 0
2020-07-25 08:00 | 0
2020-07-25 09:00 | 0.57569
2020-07-25 10:00 | 1.0156
2020-07-25 11:00 | 1.511
2020-07-25 12:00 | 2.0377
2020-07-25 13:00 | 2.489
2020-07-25 14:00 | 2.8309
2020-07-25 15:00 | 2.8513
2020-07-25 16:00 | 2.973
2020-07-25 17:00 | 2.6051
2020-07-25 18:00 | 2.2123
2020-07-25 19:00 | 1.8302
2020-07-25 20:00 | 1.3298
2020-07-25 21:00 | 0.98139
2020-07-25 22:00 | 0.79022
2020-07-25 23:00 | 0
2020-07-26 | 0
2020-07-26 01:00 | 0
2020-07-26 02:00 | 0
2020-07-26 03:00 | 0
2020-07-26 04:00 | 0
2020-07-26 05:00 | 0
2020-07-26 06:00 | 0
2020-07-26 07:00 | 0
2020-07-26 08:00 | 0
2020-07-26 09:00 | 0.5672
2020-07-26 10:00 | 0.87993
2020-07-26 11:00 | 1.0911
2020-07-26 12:00 | 1.2784
2020-07-26 13:00 | 1.4296
2020-07-26 14:00 | 1.4965
2020-07-26 15:00 | 1.4994
2020-07-26 16:00 | 1.738
2020-07-26 17:00 | 1.4055
2020-07-26 18:00 | 1.0287
2020-07-26 19:00 | 0.71576
2020-07-26 20:00 | 0.4782
2020-07-26 21:00 | 0.30601
2020-07-26 22:00 | 0.39074
2020-07-26 23:00 | 0
2020-07-27 | 0
2020-07-27 01:00 | 0
2020-07-27 02:00 | 0
2020-07-27 03:00 | 0
2020-07-27 04:00 | 0
2020-07-27 05:00 | 0
2020-07-27 06:00 | 0
2020-07-27 07:00 | 0
2020-07-27 08:00 | 0
2020-07-27 09:00 | 0.34019
2020-07-27 10:00 | 0.61828
2020-07-27 11:00 | 0.95707
2020-07-27 12:00 | 1.2062
2020-07-27 13:00 | 1.3237
2020-07-27 14:00 | 1.4145
2020-07-27 15:00 | 1.4534
2020-07-27 16:00 | 1.7246
2020-07-27 17:00 | 1.3845
2020-07-27 18:00 | 0.95305
2020-07-27 19:00 | 0.60367
2020-07-27 20:00 | 0.34867
2020-07-27 21:00 | 0.14943
2020-07-27 22:00 | 0.19295
2020-07-27 23:00 | 0
2020-07-28 | 0
2020-07-28 01:00 | 0
2020-07-28 02:00 | 0
2020-07-28 03:00 | 0
2020-07-28 04:00 | 0
2020-07-28 05:00 | 0
2020-07-28 06:00 | 0
2020-07-28 07:00 | 0
2020-07-28 08:00 | 0
2020-07-28 09:00 | 0.29898
2020-07-28 10:00 | 0.67053
2020-07-28 11:00 | 1.1546
2020-07-28 12:00 | 1.7312
2020-07-28 13:00 | 2.3081
2020-07-28 14:00 | 2.5089
2020-07-28 15:00 | 2.4322
2020-07-28 16:00 | 2.5111
2020-07-28 17:00 | 2.3695
2020-07-28 18:00 | 2.1006
2020-07-28 19:00 | 1.755
2020-07-28 20:00 | 1.3405
2020-07-28 21:00 | 1.0655
2020-07-28 22:00 | 0.83636
2020-07-28 23:00 | 0
2020-07-29 | 0
2020-07-29 01:00 | 0
2020-07-29 02:00 | 0
2020-07-29 03:00 | 0
2020-07-29 04:00 | 0
2020-07-29 05:00 | 0
2020-07-29 06:00 | 0
2020-07-29 07:00 | 0
2020-07-29 08:00 | 0
2020-07-29 09:00 | 0.82438
2020-07-29 10:00 | 1.4678
2020-07-29 11:00 | 1.8639
2020-07-29 12:00 | 2.3616
2020-07-29 13:00 | 2.75
2020-07-29 14:00 | 2.8969
2020-07-29 15:00 | 2.873
2020-07-29 16:00 | 3.0983
2020-07-29 17:00 | 2.7989
2020-07-29 18:00 | 2.4047
2020-07-29 19:00 | 1.9242
2020-07-29 20:00 | 1.511
2020-07-29 21:00 | 1.2901
2020-07-29 22:00 | 1.0257
2020-07-29 23:00 | 0
2020-07-30 | 0
2020-07-30 01:00 | 0
2020-07-30 02:00 | 0
2020-07-30 03:00 | 0
2020-07-30 04:00 | 0
2020-07-30 05:00 | 0
2020-07-30 06:00 | 0
2020-07-30 07:00 | 0
2020-07-30 08:00 | 0
2020-07-30 09:00 | 0.84828
2020-07-30 10:00 | 1.5092
2020-07-30 11:00 | 1.951
2020-07-30 12:00 | 2.4816
2020-07-30 13:00 | 2.8424
2020-07-30 14:00 | 2.9727
2020-07-30 15:00 | 2.9086
2020-07-30 16:00 | 2.9338
2020-07-30 17:00 | 2.6479
2020-07-30 18:00 | 2.239
2020-07-30 19:00 | 1.7936
2020-07-30 20:00 | 1.4643
2020-07-30 21:00 | 1.1985
2020-07-30 22:00 | 0.94311
2020-07-30 23:00 | 0
2020-07-31 | 0
2020-07-31 01:00 | 0
2020-07-31 02:00 | 0
2020-07-31 03:00 | 0
2020-07-31 04:00 | 0
2020-07-31 05:00 | 0
2020-07-31 06:00 | 0
2020-07-31 07:00 | 0
2020-07-31 08:00 | 0
2020-07-31 09:00 | 0.87789
2020-07-31 10:00 | 1.589
2020-07-31 11:00 | 2.1882
2020-07-31 12:00 | 2.6877
2020-07-31 13:00 | 3.0864
2020-07-31 14:00 | 3.6474
2020-07-31 15:00 | 3.8687
2020-07-31 16:00 | 4.0997
2020-07-31 17:00 | 3.7532
2020-07-31 18:00 | 3.3875
2020-07-31 19:00 | 3.0363
2020-07-31 20:00 | 2.4629
2020-07-31 21:00 | 1.9731
2020-07-31 22:00 | 1.4862
2020-07-31 23:00 | 0
2020-08-01 | 0
2020-08-01 01:00 | 0
2020-08-01 02:00 | 0
2020-08-01 03:00 | 0
2020-08-01 04:00 | 0
2020-08-01 05:00 | 0
2020-08-01 06:00 | 0
2020-08-01 07:00 | 0
2020-08-01 08:00 | 0
2020-08-01 09:00 | 1.4634
2020-08-01 10:00 | 2.603
2020-08-01 11:00 | 3.1743
2020-08-01 12:00 | 3.785
2020-08-01 13:00 | 4.3176
2020-08-01 14:00 | 4.3534
2020-08-01 15:00 | 3.977
2020-08-01 16:00 | 3.5522
2020-08-01 17:00 | 3.2598
2020-08-01 18:00 | 3.0152
2020-08-01 19:00 | 2.6702
2020-08-01 20:00 | 2.2791
2020-08-01 21:00 | 2.0112
2020-08-01 22:00 | 1.6326
2020-08-01 23:00 | 0
2020-08-02 | 0
2020-08-02 01:00 | 0
2020-08-02 02:00 | 0
2020-08-02 03:00 | 0
2020-08-02 04:00 | 0
2020-08-02 05:00 | 0
2020-08-02 06:00 | 0
2020-08-02 07:00 | 0
2020-08-02 08:00 | 0
2020-08-02 09:00 | 0.99774
2020-08-02 10:00 | 1.336
2020-08-02 11:00 | 1.4455
2020-08-02 12:00 | 1.7397
2020-08-02 13:00 | 2.0721
2020-08-02 14:00 | 2.2587
2020-08-02 15:00 | 2.3095
2020-08-02 16:00 | 2.5439
2020-08-02 17:00 | 2.5889
2020-08-02 18:00 | 2.2197
2020-08-02 19:00 | 1.9013
2020-08-02 20:00 | 1.4129
2020-08-02 21:00 | 1.0491
2020-08-02 22:00 | 0.79923
2020-08-02 23:00 | 0
2020-08-03 | 0
2020-08-03 01:00 | 0
2020-08-03 02:00 | 0
2020-08-03 03:00 | 0
2020-08-03 04:00 | 0
2020-08-03 05:00 | 0
2020-08-03 06:00 | 0
2020-08-03 07:00 | 0
2020-08-03 08:00 | 0
2020-08-03 09:00 | 0.60869
2020-08-03 10:00 | 1.1679
2020-08-03 11:00 | 1.7544
2020-08-03 12:00 | 2.3998
2020-08-03 13:00 | 2.9591
2020-08-03 14:00 | 3.2594
2020-08-03 15:00 | 3.2479
2020-08-03 16:00 | 3.3629
2020-08-03 17:00 | 2.9716
2020-08-03 18:00 | 2.554
2020-08-03 19:00 | 2.1864
2020-08-03 20:00 | 1.6564
2020-08-03 21:00 | 1.1776
2020-08-03 22:00 | 0.83858
2020-08-03 23:00 | 0
2020-08-04 | 0
2020-08-04 01:00 | 0
2020-08-04 02:00 | 0
2020-08-04 03:00 | 0
2020-08-04 04:00 | 0
2020-08-04 05:00 | 0
2020-08-04 06:00 | 0
2020-08-04 07:00 | 0
2020-08-04 08:00 | 0
2020-08-04 09:00 | 0.73022
2020-08-04 10:00 | 1.3544
2020-08-04 11:00 | 2.0209
2020-08-04 12:00 | 2.7467
2020-08-04 13:00 | 3.3363
2020-08-04 14:00 | 3.6335
2020-08-04 15:00 | 3.6554
2020-08-04 16:00 | 3.7721
2020-08-04 17:00 | 3.3907
2020-08-04 18:00 | 2.9407
2020-08-04 19:00 | 2.5374
2020-08-04 20:00 | 1.9999
2020-08-04 21:00 | 1.5746
2020-08-04 22:00 | 1.1543
2020-08-04 23:00 | 0
2020-08-05 | 0
2020-08-05 01:00 | 0
2020-08-05 02:00 | 0
2020-08-05 03:00 | 0
2020-08-05 04:00 | 0
2020-08-05 05:00 | 0
2020-08-05 06:00 | 0
2020-08-05 07:00 | 0
2020-08-05 08:00 | 0
2020-08-05 09:00 | 1.0684
2020-08-05 10:00 | 1.96
2020-08-05 11:00 | 2.6744
2020-08-05 12:00 | 3.4028
2020-08-05 13:00 | 3.9678
2020-08-05 14:00 | 4.2973
2020-08-05 15:00 | 4.3109
2020-08-05 16:00 | 4.3941
2020-08-05 17:00 | 3.9937
2020-08-05 18:00 | 3.5289
2020-08-05 19:00 | 3.0846
2020-08-05 20:00 | 2.5574
2020-08-05 21:00 | 2.1294
2020-08-05 22:00 | 1.5536
2020-08-05 23:00 | 0
2020-08-06 | 0
2020-08-06 01:00 | 0
2020-08-06 02:00 | 0
2020-08-06 03:00 | 0
2020-08-06 04:00 | 0
2020-08-06 05:00 | 0
2020-08-06 06:00 | 0
2020-08-06 07:00 | 0
2020-08-06 08:00 | 0
2020-08-06 09:00 | 1.368
2020-08-06 10:00 | 2.5556
2020-08-06 11:00 | 3.2879
2020-08-06 12:00 | 4.001
2020-08-06 13:00 | 4.5702
2020-08-06 14:00 | 4.8907
2020-08-06 15:00 | 4.8351
2020-08-06 16:00 | 4.9253
2020-08-06 17:00 | 4.5642
2020-08-06 18:00 | 4.113
2020-08-06 19:00 | 3.6651
2020-08-06 20:00 | 3.0882
2020-08-06 21:00 | 2.612
2020-08-06 22:00 | 1.9864
2020-08-06 23:00 | 0
2020-08-07 | 0
2020-08-07 01:00 | 0
2020-08-07 02:00 | 0
2020-08-07 03:00 | 0
2020-08-07 04:00 | 0
2020-08-07 05:00 | 0
2020-08-07 06:00 | 0
2020-08-07 07:00 | 0
2020-08-07 08:00 | 0
2020-08-07 09:00 | 1.6744
2020-08-07 10:00 | 2.766
2020-08-07 11:00 | 3.4959
2020-08-07 12:00 | 4.2401
2020-08-07 13:00 | 4.9008
2020-08-07 14:00 | 5.1379
2020-08-07 15:00 | 5.1783
2020-08-07 16:00 | 5.3163
2020-08-07 17:00 | 4.976
2020-08-07 18:00 | 4.5401
2020-08-07 19:00 | 3.9172
2020-08-07 20:00 | 3.2453
2020-08-07 21:00 | 2.8331
2020-08-07 22:00 | 2.3203
2020-08-07 23:00 | 0
2020-08-08 | 0
2020-08-08 01:00 | 0
2020-08-08 02:00 | 0
2020-08-08 03:00 | 0
2020-08-08 04:00 | 0
2020-08-08 05:00 | 0
2020-08-08 06:00 | 0
2020-08-08 07:00 | 0
2020-08-08 08:00 | 0
2020-08-08 09:00 | 2.0202
2020-08-08 10:00 | 3.5718
2020-08-08 11:00 | 4.2839
2020-08-08 12:00 | 4.9471
2020-08-08 13:00 | 5.4495
2020-08-08 14:00 | 5.707
2020-08-08 15:00 | 5.6576
2020-08-08 16:00 | 5.6596
2020-08-08 17:00 | 5.1815
2020-08-08 18:00 | 4.6659
2020-08-08 19:00 | 4.1979
2020-08-08 20:00 | 3.6415
2020-08-08 21:00 | 3.2085
2020-08-08 22:00 | 2.6484
2020-08-08 23:00 | 0
2020-08-09 | 0
2020-08-09 01:00 | 0
2020-08-09 02:00 | 0
2020-08-09 03:00 | 0
2020-08-09 04:00 | 0
2020-08-09 05:00 | 0
2020-08-09 06:00 | 0
2020-08-09 07:00 | 0
2020-08-09 08:00 | 0
2020-08-09 09:00 | 2.3185
2020-08-09 10:00 | 4.0415
2020-08-09 11:00 | 4.6484
2020-08-09 12:00 | 5.2684
2020-08-09 13:00 | 5.7769
2020-08-09 14:00 | 5.9375
2020-08-09 15:00 | 5.7638
2020-08-09 16:00 | 5.5422
2020-08-09 17:00 | 5.2637
2020-08-09 18:00 | 4.8657
2020-08-09 19:00 | 4.305
2020-08-09 20:00 | 3.7122
2020-08-09 21:00 | 3.2795
2020-08-09 22:00 | 2.7356
2020-08-09 23:00 | 0
2020-08-10 | 0
2020-08-10 01:00 | 0
2020-08-10 02:00 | 0
2020-08-10 03:00 | 0
2020-08-10 04:00 | 0
2020-08-10 05:00 | 0
2020-08-10 06:00 | 0
2020-08-10 07:00 | 0
2020-08-10 08:00 | 0
2020-08-10 09:00 | 2.0881
2020-08-10 10:00 | 3.4479
2020-08-10 11:00 | 3.9685
2020-08-10 12:00 | 4.564
2020-08-10 13:00 | 5.1366
2020-08-10 14:00 | 5.4874
2020-08-10 15:00 | 5.5307
2020-08-10 16:00 | 5.6126
2020-08-10 17:00 | 5.1354
2020-08-10 18:00 | 4.6597
2020-08-10 19:00 | 4.1711
2020-08-10 20:00 | 3.5841
2020-08-10 21:00 | 3.1047
2020-08-10 22:00 | 2.561
2020-08-10 23:00 | 0
2020-08-11 | 0
2020-08-11 01:00 | 0
2020-08-11 02:00 | 0
2020-08-11 03:00 | 0
2020-08-11 04:00 | 0
2020-08-11 05:00 | 0
2020-08-11 06:00 | 0
2020-08-11 07:00 | 0
2020-08-11 08:00 | 0
2020-08-11 09:00 | 2.2573
2020-08-11 10:00 | 3.6168
2020-08-11 11:00 | 4.0566
2020-08-11 12:00 | 4.5621
2020-08-11 13:00 | 5.0014
2020-08-11 14:00 | 5.2864
2020-08-11 15:00 | 5.2893
2020-08-11 16:00 | 5.31
2020-08-11 17:00 | 4.9615
2020-08-11 18:00 | 4.501
2020-08-11 19:00 | 4.0032
2020-08-11 20:00 | 3.5242
2020-08-11 21:00 | 3.1487
2020-08-11 22:00 | 2.6356
2020-08-11 23:00 | 0
2020-08-12 | 0
2020-08-12 01:00 | 0
2020-08-12 02:00 | 0
2020-08-12 03:00 | 0
2020-08-12 04:00 | 0
2020-08-12 05:00 | 0
2020-08-12 06:00 | 0
2020-08-12 07:00 | 0
2020-08-12 08:00 | 0
2020-08-12 09:00 | 2.3778
2020-08-12 10:00 | 4.061
2020-08-12 11:00 | 4.5921
2020-08-12 12:00 | 5.0919
2020-08-12 13:00 | 5.4861
2020-08-12 14:00 | 5.7178
2020-08-12 15:00 | 5.6868
2020-08-12 16:00 | 5.7296
2020-08-12 17:00 | 5.2845
2020-08-12 18:00 | 4.7897
2020-08-12 19:00 | 4.3061
2020-08-12 20:00 | 3.7553
2020-08-12 21:00 | 3.2708
2020-08-12 22:00 | 2.6159
2020-08-12 23:00 | 0
2020-08-13 | 0
2020-08-13 01:00 | 0
2020-08-13 02:00 | 0
2020-08-13 03:00 | 0
2020-08-13 04:00 | 0
2020-08-13 05:00 | 0
2020-08-13 06:00 | 0
2020-08-13 07:00 | 0
2020-08-13 08:00 | 0
2020-08-13 09:00 | 2.2077
2020-08-13 10:00 | 3.8656
2020-08-13 11:00 | 4.6393
2020-08-13 12:00 | 5.3393
2020-08-13 13:00 | 5.7944
2020-08-13 14:00 | 6.0744
2020-08-13 15:00 | 6.1049
2020-08-13 16:00 | 6.1134
2020-08-13 17:00 | 5.604
2020-08-13 18:00 | 5.0745
2020-08-13 19:00 | 4.5952
2020-08-13 20:00 | 4.0367
2020-08-13 21:00 | 3.5127
2020-08-13 22:00 | 2.9131
2020-08-13 23:00 | 0
2020-08-14 | 0
2020-08-14 01:00 | 0
2020-08-14 02:00 | 0
2020-08-14 03:00 | 0
2020-08-14 04:00 | 0
2020-08-14 05:00 | 0
2020-08-14 06:00 | 0
2020-08-14 07:00 | 0
2020-08-14 08:00 | 0
2020-08-14 09:00 | 2.7154
2020-08-14 10:00 | 4.6872
2020-08-14 11:00 | 5.1963
2020-08-14 12:00 | 5.7509
2020-08-14 13:00 | 6.2401
2020-08-14 14:00 | 6.4943
2020-08-14 15:00 | 6.4062
2020-08-14 16:00 | 6.3576
2020-08-14 17:00 | 5.8023
2020-08-14 18:00 | 5.2848
2020-08-14 19:00 | 4.8065
2020-08-14 20:00 | 4.2129
2020-08-14 21:00 | 3.7594
2020-08-14 22:00 | 3.1771
2020-08-14 23:00 | 0
2020-08-15 | 0
2020-08-15 01:00 | 0
2020-08-15 02:00 | 0
2020-08-15 03:00 | 0
2020-08-15 04:00 | 0
2020-08-15 05:00 | 0
2020-08-15 06:00 | 0
2020-08-15 07:00 | 0
2020-08-15 08:00 | 0
2020-08-15 09:00 | 2.4079
2020-08-15 10:00 | 3.8046
2020-08-15 11:00 | 3.7739
2020-08-15 12:00 | 3.8866
2020-08-15 13:00 | 4.1025
2020-08-15 14:00 | 4.3641
2020-08-15 15:00 | 4.4989
2020-08-15 16:00 | 4.7709
2020-08-15 17:00 | 4.521
2020-08-15 18:00 | 4.1245
2020-08-15 19:00 | 3.7276
2020-08-15 20:00 | 3.1925
2020-08-15 21:00 | 2.772
2020-08-15 22:00 | 2.2369
2020-08-15 23:00 | 0
2020-08-16 | 0
2020-08-16 01:00 | 0
2020-08-16 02:00 | 0
2020-08-16 03:00 | 0
2020-08-16 04:00 | 0
2020-08-16 05:00 | 0
2020-08-16 06:00 | 0
2020-08-16 07:00 | 0
2020-08-16 08:00 | 0
2020-08-16 09:00 | 1.702
2020-08-16 10:00 | 3.0017
2020-08-16 11:00 | 3.6298
2020-08-16 12:00 | 4.2646
2020-08-16 13:00 | 4.7568
2020-08-16 14:00 | 5.0793
2020-08-16 15:00 | 5.1083
2020-08-16 16:00 | 5.1394
2020-08-16 17:00 | 4.6498
2020-08-16 18:00 | 4.1291
2020-08-16 19:00 | 3.6075
2020-08-16 20:00 | 2.9677
2020-08-16 21:00 | 2.4421
2020-08-16 22:00 | 1.887
2020-08-16 23:00 | 0
2020-08-17 | 0
2020-08-17 01:00 | 0
2020-08-17 02:00 | 0
2020-08-17 03:00 | 0
2020-08-17 04:00 | 0
2020-08-17 05:00 | 0
2020-08-17 06:00 | 0
2020-08-17 07:00 | 0
2020-08-17 08:00 | 0
2020-08-17 09:00 | 1.6217
2020-08-17 10:00 | 2.9032
2020-08-17 11:00 | 3.6317
2020-08-17 12:00 | 4.3795
2020-08-17 13:00 | 4.989
2020-08-17 14:00 | 5.3056
2020-08-17 15:00 | 5.3518
2020-08-17 16:00 | 5.3627
2020-08-17 17:00 | 4.8193
2020-08-17 18:00 | 4.2668
2020-08-17 19:00 | 3.7963
2020-08-17 20:00 | 3.2206
2020-08-17 21:00 | 2.7337
2020-08-17 22:00 | 2.2158
2020-08-17 23:00 | 0
2020-08-18 | 0
2020-08-18 01:00 | 0
2020-08-18 02:00 | 0
2020-08-18 03:00 | 0
2020-08-18 04:00 | 0
2020-08-18 05:00 | 0
2020-08-18 06:00 | 0
2020-08-18 07:00 | 0
2020-08-18 08:00 | 0
2020-08-18 09:00 | 1.7443
2020-08-18 10:00 | 2.9027
2020-08-18 11:00 | 3.3092
2020-08-18 12:00 | 3.8554
2020-08-18 13:00 | 4.3735
2020-08-18 14:00 | 4.2496
2020-08-18 15:00 | 3.748
2020-08-18 16:00 | 4.1141
2020-08-18 17:00 | 3.768
2020-08-18 18:00 | 3.2213
2020-08-18 19:00 | 2.6156
2020-08-18 20:00 | 2.2595
2020-08-18 21:00 | 2.0127
2020-08-18 22:00 | 1.5271
2020-08-18 23:00 | 0
2020-08-19 | 0
2020-08-19 01:00 | 0
2020-08-19 02:00 | 0
2020-08-19 03:00 | 0
2020-08-19 04:00 | 0
2020-08-19 05:00 | 0
2020-08-19 06:00 | 0
2020-08-19 07:00 | 0
2020-08-19 08:00 | 0
2020-08-19 09:00 | 1.1144
2020-08-19 10:00 | 1.8176
2020-08-19 11:00 | 1.984
2020-08-19 12:00 | 2.2127
2020-08-19 13:00 | 2.4175
2020-08-19 14:00 | 2.5723
2020-08-19 15:00 | 2.6695
2020-08-19 16:00 | 2.853
2020-08-19 17:00 | 2.6539
2020-08-19 18:00 | 2.384
2020-08-19 19:00 | 1.8844
2020-08-19 20:00 | 1.4563
2020-08-19 21:00 | 1.1492
2020-08-19 22:00 | 0.83484
2020-08-19 23:00 | 0
2020-08-20 | 0
2020-08-20 01:00 | 0
2020-08-20 02:00 | 0
2020-08-20 03:00 | 0
2020-08-20 04:00 | 0
2020-08-20 05:00 | 0
2020-08-20 06:00 | 0
2020-08-20 07:00 | 0
2020-08-20 08:00 | 0
2020-08-20 09:00 | 0.80311
2020-08-20 10:00 | 1.4902
2020-08-20 11:00 | 2.0186
2020-08-20 12:00 | 2.6241
2020-08-20 13:00 | 3.1198
2020-08-20 14:00 | 3.1196
2020-08-20 15:00 | 2.9195
2020-08-20 16:00 | 3.0738
2020-08-20 17:00 | 2.7922
2020-08-20 18:00 | 2.2741
2020-08-20 19:00 | 1.8095
2020-08-20 20:00 | 1.4216
2020-08-20 21:00 | 1.0627
2020-08-20 22:00 | 0.76538
2020-08-20 23:00 | 0
2020-08-21 | 0
2020-08-21 01:00 | 0
2020-08-21 02:00 | 0
2020-08-21 03:00 | 0
2020-08-21 04:00 | 0
2020-08-21 05:00 | 0
2020-08-21 06:00 | 0
2020-08-21 07:00 | 0
2020-08-21 08:00 | 0
2020-08-21 09:00 | 0.35329
2020-08-21 10:00 | 0.56469
2020-08-21 11:00 | 0.75124
2020-08-21 12:00 | 0.81369
2020-08-21 13:00 | 0.758
2020-08-21 14:00 | 0.73871
2020-08-21 15:00 | 0.68896
2020-08-21 16:00 | 0.82561
2020-08-21 17:00 | 0.65476
2020-08-21 18:00 | 0.43814
2020-08-21 19:00 | 0.16852
2020-08-21 20:00 | 0.066708
2020-08-21 21:00 | 0.044769
2020-08-21 22:00 | 0.016785
2020-08-21 23:00 | 0
2020-08-22 | 0
2020-08-22 01:00 | 0
2020-08-22 02:00 | 0
2020-08-22 03:00 | 0
2020-08-22 04:00 | 0
2020-08-22 05:00 | 0
2020-08-22 06:00 | 0
2020-08-22 07:00 | 0
2020-08-22 08:00 | 0
2020-08-22 09:00 | 0
2020-08-22 10:00 | 0.1102
2020-08-22 11:00 | 0.62575
2020-08-22 12:00 | 1.0799
2020-08-22 13:00 | 1.2554
2020-08-22 14:00 | 1.5695
2020-08-22 15:00 | 1.718
2020-08-22 16:00 | 1.9402
2020-08-22 17:00 | 1.6028
2020-08-22 18:00 | 1.1016
2020-08-22 19:00 | 0.6139
2020-08-22 20:00 | 0.30932
2020-08-22 21:00 | 0.12785
2020-08-22 22:00 | 0.064372
2020-08-22 23:00 | 0
2020-08-23 | 0
2020-08-23 01:00 | 0
2020-08-23 02:00 | 0
2020-08-23 03:00 | 0
2020-08-23 04:00 | 0
2020-08-23 05:00 | 0
2020-08-23 06:00 | 0
2020-08-23 07:00 | 0
2020-08-23 08:00 | 0
2020-08-23 09:00 | 0
2020-08-23 10:00 | 0
2020-08-23 11:00 | 0.16275
2020-08-23 12:00 | 0.3943
2020-08-23 13:00 | 0.63657
2020-08-23 14:00 | 0.7818
2020-08-23 15:00 | 0.82764
2020-08-23 16:00 | 1.0439
2020-08-23 17:00 | 0.92521
2020-08-23 18:00 | 0.68561
2020-08-23 19:00 | 0.32513
2020-08-23 20:00 | 0.10873
2020-08-23 21:00 | 0.054966
2020-08-23 22:00 | 0.048635
2020-08-23 23:00 | 0
2020-08-24 | 0
2020-08-24 01:00 | 0
2020-08-24 02:00 | 0
2020-08-24 03:00 | 0
2020-08-24 04:00 | 0
2020-08-24 05:00 | 0
2020-08-24 06:00 | 0
2020-08-24 07:00 | 0
2020-08-24 08:00 | 0
2020-08-24 09:00 | 0
2020-08-24 10:00 | 0
2020-08-24 11:00 | 0.063818
2020-08-24 12:00 | 0.12548
2020-08-24 13:00 | 0.22729
2020-08-24 14:00 | 0.48492
2020-08-24 15:00 | 0.67823
2020-08-24 16:00 | 0.89929
2020-08-24 17:00 | 0.63207
2020-08-24 18:00 | 0.28243
2020-08-24 19:00 | 0.050847
2020-08-24 20:00 | 0
2020-08-24 21:00 | 0
2020-08-24 22:00 | 0
2020-08-24 23:00 | 0
2020-08-25 | 0
2020-08-25 01:00 | 0
2020-08-25 02:00 | 0
2020-08-25 03:00 | 0
2020-08-25 04:00 | 0
2020-08-25 05:00 | 0
2020-08-25 06:00 | 0
2020-08-25 07:00 | 0
2020-08-25 08:00 | 0
2020-08-25 09:00 | 0
2020-08-25 10:00 | 0
2020-08-25 11:00 | 0.010021
2020-08-25 12:00 | 0.050217
2020-08-25 13:00 | 0.14793
2020-08-25 14:00 | 0.22612
2020-08-25 15:00 | 0.24527
2020-08-25 16:00 | 0.34614
2020-08-25 17:00 | 0.12182
2020-08-25 18:00 | 0.0080734
2020-08-25 19:00 | 0
2020-08-25 20:00 | 0
2020-08-25 21:00 | 0
2020-08-25 22:00 | 0
2020-08-25 23:00 | 0
2020-08-26 | 0
2020-08-26 01:00 | 0
2020-08-26 02:00 | 0
2020-08-26 03:00 | 0
2020-08-26 04:00 | 0
2020-08-26 05:00 | 0
2020-08-26 06:00 | 0
2020-08-26 07:00 | 0
2020-08-26 08:00 | 0
2020-08-26 09:00 | 0
2020-08-26 10:00 | 0
2020-08-26 11:00 | 0.033429
2020-08-26 12:00 | 0.11988
2020-08-26 13:00 | 0.26533
2020-08-26 14:00 | 0.83668
2020-08-26 15:00 | 1.3028
2020-08-26 16:00 | 1.7165
2020-08-26 17:00 | 1.3954
2020-08-26 18:00 | 0.96688
2020-08-26 19:00 | 0.55721
2020-08-26 20:00 | 0.32087
2020-08-26 21:00 | 0.1493
2020-08-26 22:00 | 0.070779
2020-08-26 23:00 | 0
2020-08-27 | 0
2020-08-27 01:00 | 0
2020-08-27 02:00 | 0
2020-08-27 03:00 | 0
2020-08-27 04:00 | 0
2020-08-27 05:00 | 0
2020-08-27 06:00 | 0
2020-08-27 07:00 | 0
2020-08-27 08:00 | 0
2020-08-27 09:00 | 0.064163
2020-08-27 10:00 | 0.36168
2020-08-27 11:00 | 1.0555
2020-08-27 12:00 | 1.7793
2020-08-27 13:00 | 2.3085
2020-08-27 14:00 | 2.7234
2020-08-27 15:00 | 2.9454
2020-08-27 16:00 | 3.1878
2020-08-27 17:00 | 2.8772
2020-08-27 18:00 | 2.3407
2020-08-27 19:00 | 1.7613
2020-08-27 20:00 | 1.3749
2020-08-27 21:00 | 1.0582
2020-08-27 22:00 | 0.71583
2020-08-27 23:00 | 0
2020-08-28 | 0
2020-08-28 01:00 | 0
2020-08-28 02:00 | 0
2020-08-28 03:00 | 0
2020-08-28 04:00 | 0
2020-08-28 05:00 | 0
2020-08-28 06:00 | 0
2020-08-28 07:00 | 0
2020-08-28 08:00 | 0
2020-08-28 09:00 | 0.38717
2020-08-28 10:00 | 0.54252
2020-08-28 11:00 | 0.90387
2020-08-28 12:00 | 1.4186
2020-08-28 13:00 | 2.0194
2020-08-28 14:00 | 2.6043
2020-08-28 15:00 | 2.9233
2020-08-28 16:00 | 3.1749
2020-08-28 17:00 | 2.6981
2020-08-28 18:00 | 2.0981
2020-08-28 19:00 | 1.5387
2020-08-28 20:00 | 1.0245
2020-08-28 21:00 | 0.62639
2020-08-28 22:00 | 0.5209
2020-08-28 23:00 | 0
2020-08-29 | 0
2020-08-29 01:00 | 0
2020-08-29 02:00 | 0
2020-08-29 03:00 | 0
2020-08-29 04:00 | 0
2020-08-29 05:00 | 0
2020-08-29 06:00 | 0
2020-08-29 07:00 | 0
2020-08-29 08:00 | 0
2020-08-29 09:00 | 0.37714
2020-08-29 10:00 | 0.87957
2020-08-29 11:00 | 1.6257
2020-08-29 12:00 | 2.3451
2020-08-29 13:00 | 2.8133
2020-08-29 14:00 | 3.0713
2020-08-29 15:00 | 3.0509
2020-08-29 16:00 | 3.0952
2020-08-29 17:00 | 2.6499
2020-08-29 18:00 | 2.1191
2020-08-29 19:00 | 1.531
2020-08-29 20:00 | 0.99814
2020-08-29 21:00 | 0.62505
2020-08-29 22:00 | 0.4753
2020-08-29 23:00 | 0
2020-08-30 | 0
2020-08-30 01:00 | 0
2020-08-30 02:00 | 0
2020-08-30 03:00 | 0
2020-08-30 04:00 | 0
2020-08-30 05:00 | 0
2020-08-30 06:00 | 0
2020-08-30 07:00 | 0
2020-08-30 08:00 | 0
2020-08-30 09:00 | 0.036861
2020-08-30 10:00 | 0.088309
2020-08-30 11:00 | 0.71489
2020-08-30 12:00 | 1.384
2020-08-30 13:00 | 2.031
2020-08-30 14:00 | 2.5912
2020-08-30 15:00 | 2.8292
2020-08-30 16:00 | 3.039
2020-08-30 17:00 | 2.6329
2020-08-30 18:00 | 2.085
2020-08-30 19:00 | 1.4385
2020-08-30 20:00 | 0.93574
2020-08-30 21:00 | 0.61543
2020-08-30 22:00 | 0.44104
2020-08-30 23:00 | 0
2020-08-31 | 0
2020-08-31 01:00 | 0
2020-08-31 02:00 | 0
2020-08-31 03:00 | 0
2020-08-31 04:00 | 0
2020-08-31 05:00 | 0
2020-08-31 06:00 | 0
2020-08-31 07:00 | 0
2020-08-31 08:00 | 0
2020-08-31 09:00 | 0.12309
2020-08-31 10:00 | 0.23307
2020-08-31 11:00 | 0.67162
2020-08-31 12:00 | 0.95902
2020-08-31 13:00 | 1.2075
2020-08-31 14:00 | 1.3528
2020-08-31 15:00 | 1.3503
2020-08-31 16:00 | 1.5591
2020-08-31 17:00 | 1.2552
2020-08-31 18:00 | 0.68595
2020-08-31 19:00 | 0.22371
2020-08-31 20:00 | 0.030265
2020-08-31 21:00 | 0
2020-08-31 22:00 | 0.032518
2020-08-31 23:00 | 0
2020-09-01 | 0
2020-09-01 01:00 | 0
2020-09-01 02:00 | 0
2020-09-01 03:00 | 0
2020-09-01 04:00 | 0
2020-09-01 05:00 | 0
2020-09-01 06:00 | 0
2020-09-01 07:00 | 0
2020-09-01 08:00 | 0
2020-09-01 09:00 | 0
2020-09-01 10:00 | 0.2164
2020-09-01 11:00 | 0.80306
2020-09-01 12:00 | 1.352
2020-09-01 13:00 | 1.6424
2020-09-01 14:00 | 2.0024
2020-09-01 15:00 | 2.1541
2020-09-01 16:00 | 2.3059
2020-09-01 17:00 | 1.82
2020-09-01 18:00 | 1.2363
2020-09-01 19:00 | 0.75484
2020-09-01 20:00 | 0.43921
2020-09-01 21:00 | 0.32448
2020-09-01 22:00 | 0.27831
2020-09-01 23:00 | 0
2020-09-02 | 0
2020-09-02 01:00 | 0
2020-09-02 02:00 | 0
2020-09-02 03:00 | 0
2020-09-02 04:00 | 0
2020-09-02 05:00 | 0
2020-09-02 06:00 | 0
2020-09-02 07:00 | 0
2020-09-02 08:00 | 0
2020-09-02 09:00 | 0.03673
2020-09-02 10:00 | 0.054367
2020-09-02 11:00 | 0.21179
2020-09-02 12:00 | 0.37432
2020-09-02 13:00 | 0.56902
2020-09-02 14:00 | 0.73474
2020-09-02 15:00 | 0.78168
2020-09-02 16:00 | 0.85942
2020-09-02 17:00 | 0.48125
2020-09-02 18:00 | 0.1729
2020-09-02 19:00 | 0.020477
2020-09-02 20:00 | 0
2020-09-02 21:00 | 0
2020-09-02 22:00 | 0.0065369
2020-09-02 23:00 | 0
2020-09-03 | 0
2020-09-03 01:00 | 0
2020-09-03 02:00 | 0
2020-09-03 03:00 | 0
2020-09-03 04:00 | 0
2020-09-03 05:00 | 0
2020-09-03 06:00 | 0
2020-09-03 07:00 | 0
2020-09-03 08:00 | 0
2020-09-03 09:00 | 0
2020-09-03 10:00 | 0
2020-09-03 11:00 | 0
2020-09-03 12:00 | 0.009094
2020-09-03 13:00 | 0.14964
2020-09-03 14:00 | 0.17851
2020-09-03 15:00 | 0.13369
2020-09-03 16:00 | 0.13336
2020-09-03 17:00 | 0.048081
2020-09-03 18:00 | 0
2020-09-03 19:00 | 0
2020-09-03 20:00 | 0
2020-09-03 21:00 | 0
2020-09-03 22:00 | 0
2020-09-03 23:00 | 0
2020-09-04 | 0
2020-09-04 01:00 | 0
2020-09-04 02:00 | 0
2020-09-04 03:00 | 0
2020-09-04 04:00 | 0
2020-09-04 05:00 | 0
2020-09-04 06:00 | 0
2020-09-04 07:00 | 0
2020-09-04 08:00 | 0
2020-09-04 09:00 | 0
2020-09-04 10:00 | 0
2020-09-04 11:00 | 0
2020-09-04 12:00 | 0
2020-09-04 13:00 | 0.066587
2020-09-04 14:00 | 0.1603
2020-09-04 15:00 | 0.24346
2020-09-04 16:00 | 0.26835
2020-09-04 17:00 | 0.0985
2020-09-04 18:00 | 0
2020-09-04 19:00 | 0
2020-09-04 20:00 | 0
2020-09-04 21:00 | 0
2020-09-04 22:00 | 0
2020-09-04 23:00 | 0
2020-09-05 | 0
2020-09-05 01:00 | 0
2020-09-05 02:00 | 0
2020-09-05 03:00 | 0
2020-09-05 04:00 | 0
2020-09-05 05:00 | 0
2020-09-05 06:00 | 0
2020-09-05 07:00 | 0
2020-09-05 08:00 | 0
2020-09-05 09:00 | 0
2020-09-05 10:00 | 0
2020-09-05 11:00 | 0
2020-09-05 12:00 | 0.085743
2020-09-05 13:00 | 0.31895
2020-09-05 14:00 | 0.49718
2020-09-05 15:00 | 0.548
2020-09-05 16:00 | 0.5191
2020-09-05 17:00 | 0.26337
2020-09-05 18:00 | 0.035497
2020-09-05 19:00 | 0
2020-09-05 20:00 | 0
2020-09-05 21:00 | 0
2020-09-05 22:00 | 0
2020-09-05 23:00 | 0
2020-09-06 | 0
2020-09-06 01:00 | 0
2020-09-06 02:00 | 0
2020-09-06 03:00 | 0
2020-09-06 04:00 | 0
2020-09-06 05:00 | 0
2020-09-06 06:00 | 0
2020-09-06 07:00 | 0
2020-09-06 08:00 | 0
2020-09-06 09:00 | 0
2020-09-06 10:00 | 0
2020-09-06 11:00 | 0.0071112
2020-09-06 12:00 | 0.15844
2020-09-06 13:00 | 0.34085
2020-09-06 14:00 | 0.52946
2020-09-06 15:00 | 0.61151
2020-09-06 16:00 | 0.71835
2020-09-06 17:00 | 0.40298
2020-09-06 18:00 | 0.1784
2020-09-06 19:00 | 0
2020-09-06 20:00 | 0
2020-09-06 21:00 | 0
2020-09-06 22:00 | 0
2020-09-06 23:00 | 0
2020-09-07 | 0
2020-09-07 01:00 | 0
2020-09-07 02:00 | 0
2020-09-07 03:00 | 0
2020-09-07 04:00 | 0
2020-09-07 05:00 | 0
2020-09-07 06:00 | 0
2020-09-07 07:00 | 0
2020-09-07 08:00 | 0
2020-09-07 09:00 | 0
2020-09-07 10:00 | 0
2020-09-07 11:00 | 0
2020-09-07 12:00 | 0.028487
2020-09-07 13:00 | 0.20307
2020-09-07 14:00 | 0.29649
2020-09-07 15:00 | 0.32396
2020-09-07 16:00 | 0.3762
2020-09-07 17:00 | 0.14899
2020-09-07 18:00 | 0
2020-09-07 19:00 | 0
2020-09-07 20:00 | 0
2020-09-07 21:00 | 0
2020-09-07 22:00 | 0
2020-09-07 23:00 | 0
2020-09-08 | 0
2020-09-08 01:00 | 0
2020-09-08 02:00 | 0
2020-09-08 03:00 | 0
2020-09-08 04:00 | 0
2020-09-08 05:00 | 0
2020-09-08 06:00 | 0
2020-09-08 07:00 | 0
2020-09-08 08:00 | 0
2020-09-08 09:00 | 0
2020-09-08 10:00 | 0
2020-09-08 11:00 | 0.11623
2020-09-08 12:00 | 0.38034
2020-09-08 13:00 | 0.87404
2020-09-08 14:00 | 1.1664
2020-09-08 15:00 | 1.0762
2020-09-08 16:00 | 0.85092
2020-09-08 17:00 | 0.33358
2020-09-08 18:00 | 0.12842
2020-09-08 19:00 | 0
2020-09-08 20:00 | 0
2020-09-08 21:00 | 0
2020-09-08 22:00 | 0
2020-09-08 23:00 | 0
2020-09-09 | 0
2020-09-09 01:00 | 0
2020-09-09 02:00 | 0
2020-09-09 03:00 | 0
2020-09-09 04:00 | 0
2020-09-09 05:00 | 0
2020-09-09 06:00 | 0
2020-09-09 07:00 | 0
2020-09-09 08:00 | 0
2020-09-09 09:00 | 0
2020-09-09 10:00 | 0
2020-09-09 11:00 | 0.020219
2020-09-09 12:00 | 0.089749
2020-09-09 13:00 | 0.14831
2020-09-09 14:00 | 0.1708
2020-09-09 15:00 | 0.13155
2020-09-09 16:00 | 0.080973
2020-09-09 17:00 | 0
2020-09-09 18:00 | 0
2020-09-09 19:00 | 0
2020-09-09 20:00 | 0
2020-09-09 21:00 | 0
2020-09-09 22:00 | 0
2020-09-09 23:00 | 0
2020-09-10 | 0
2020-09-10 01:00 | 0
2020-09-10 02:00 | 0
2020-09-10 03:00 | 0
2020-09-10 04:00 | 0
2020-09-10 05:00 | 0
2020-09-10 06:00 | 0
2020-09-10 07:00 | 0
2020-09-10 08:00 | 0
2020-09-10 09:00 | 0
2020-09-10 10:00 | 0
2020-09-10 11:00 | 0.18661
2020-09-10 12:00 | 0.56017
2020-09-10 13:00 | 1.1248
2020-09-10 14:00 | 1.5055
2020-09-10 15:00 | 1.5305
2020-09-10 16:00 | 1.539
2020-09-10 17:00 | 1.081
2020-09-10 18:00 | 0.58107
2020-09-10 19:00 | 0.29988
2020-09-10 20:00 | 0.13799
2020-09-10 21:00 | 0.02038
2020-09-10 22:00 | 0.051173
2020-09-10 23:00 | 0
2020-09-11 | 0
2020-09-11 01:00 | 0
2020-09-11 02:00 | 0
2020-09-11 03:00 | 0
2020-09-11 04:00 | 0
2020-09-11 05:00 | 0
2020-09-11 06:00 | 0
2020-09-11 07:00 | 0
2020-09-11 08:00 | 0
2020-09-11 09:00 | 0.0045148
2020-09-11 10:00 | 0.071875
2020-09-11 11:00 | 0.55106
2020-09-11 12:00 | 1.1638
2020-09-11 13:00 | 1.7606
2020-09-11 14:00 | 2.1286
2020-09-11 15:00 | 2.1972
2020-09-11 16:00 | 2.2575
2020-09-11 17:00 | 1.7075
2020-09-11 18:00 | 1.1037
2020-09-11 19:00 | 0.64956
2020-09-11 20:00 | 0.34965
2020-09-11 21:00 | 0.22727
2020-09-11 22:00 | 0.19374
2020-09-11 23:00 | 0
2020-09-12 | 0
2020-09-12 01:00 | 0
2020-09-12 02:00 | 0
2020-09-12 03:00 | 0
2020-09-12 04:00 | 0
2020-09-12 05:00 | 0
2020-09-12 06:00 | 0
2020-09-12 07:00 | 0
2020-09-12 08:00 | 0
2020-09-12 09:00 | 0.010576
2020-09-12 10:00 | 0.18388
2020-09-12 11:00 | 0.78049
2020-09-12 12:00 | 1.3587
2020-09-12 13:00 | 1.7633
2020-09-12 14:00 | 2.2052
2020-09-12 15:00 | 2.3984
2020-09-12 16:00 | 2.5656
2020-09-12 17:00 | 2.1262
2020-09-12 18:00 | 1.49
2020-09-12 19:00 | 0.88535
2020-09-12 20:00 | 0.4824
2020-09-12 21:00 | 0.24515
2020-09-12 22:00 | 0.25451
2020-09-12 23:00 | 0
2020-09-13 | 0
2020-09-13 01:00 | 0
2020-09-13 02:00 | 0
2020-09-13 03:00 | 0
2020-09-13 04:00 | 0
2020-09-13 05:00 | 0
2020-09-13 06:00 | 0
2020-09-13 07:00 | 0
2020-09-13 08:00 | 0
2020-09-13 09:00 | 0
2020-09-13 10:00 | 0
2020-09-13 11:00 | 0
2020-09-13 12:00 | 0
2020-09-13 13:00 | 0.0033773
2020-09-13 14:00 | 0
2020-09-13 15:00 | 0.0023702
2020-09-13 16:00 | 0.011878
2020-09-13 17:00 | 0
2020-09-13 18:00 | 0
2020-09-13 19:00 | 0
2020-09-13 20:00 | 0
2020-09-13 21:00 | 0
2020-09-13 22:00 | 0
2020-09-13 23:00 | 0
2020-09-14 | 0
2020-09-14 01:00 | 0
2020-09-14 02:00 | 0
2020-09-14 03:00 | 0
2020-09-14 04:00 | 0
2020-09-14 05:00 | 0
2020-09-14 06:00 | 0
2020-09-14 07:00 | 0
2020-09-14 08:00 | 0
2020-09-14 09:00 | 0
2020-09-14 10:00 | 0
2020-09-14 11:00 | 0
2020-09-14 12:00 | 0.068345
2020-09-14 13:00 | 0.25385
2020-09-14 14:00 | 0.44638
2020-09-14 15:00 | 0.60074
2020-09-14 16:00 | 0.75345
2020-09-14 17:00 | 0.44093
2020-09-14 18:00 | 0.20922
2020-09-14 19:00 | 0
2020-09-14 20:00 | 0
2020-09-14 21:00 | 0
2020-09-14 22:00 | 0
2020-09-14 23:00 | 0
2020-09-15 | 0
2020-09-15 01:00 | 0
2020-09-15 02:00 | 0
2020-09-15 03:00 | 0
2020-09-15 04:00 | 0
2020-09-15 05:00 | 0
2020-09-15 06:00 | 0
2020-09-15 07:00 | 0
2020-09-15 08:00 | 0
2020-09-15 09:00 | 0
2020-09-15 10:00 | 0
2020-09-15 11:00 | 0.32591
2020-09-15 12:00 | 0.91664
2020-09-15 13:00 | 1.5
2020-09-15 14:00 | 1.8517
2020-09-15 15:00 | 1.9155
2020-09-15 16:00 | 1.9903
2020-09-15 17:00 | 1.5104
2020-09-15 18:00 | 0.93135
2020-09-15 19:00 | 0.37796
2020-09-15 20:00 | 0.10352
2020-09-15 21:00 | 0
2020-09-15 22:00 | 0.041411
2020-09-15 23:00 | 0
2020-09-16 | 0
2020-09-16 01:00 | 0
2020-09-16 02:00 | 0
2020-09-16 03:00 | 0
2020-09-16 04:00 | 0
2020-09-16 05:00 | 0
2020-09-16 06:00 | 0
2020-09-16 07:00 | 0
2020-09-16 08:00 | 0
2020-09-16 09:00 | 0
2020-09-16 10:00 | 0
2020-09-16 11:00 | 0.079887
2020-09-16 12:00 | 0.32901
2020-09-16 13:00 | 1.1183
2020-09-16 14:00 | 1.6311
2020-09-16 15:00 | 1.7677
2020-09-16 16:00 | 1.8837
2020-09-16 17:00 | 1.4682
2020-09-16 18:00 | 0.91327
2020-09-16 19:00 | 0.39198
2020-09-16 20:00 | 0.13502
2020-09-16 21:00 | 0
2020-09-16 22:00 | 0.047633
2020-09-16 23:00 | 0
2020-09-17 | 0
2020-09-17 01:00 | 0
2020-09-17 02:00 | 0
2020-09-17 03:00 | 0
2020-09-17 04:00 | 0
2020-09-17 05:00 | 0
2020-09-17 06:00 | 0
2020-09-17 07:00 | 0
2020-09-17 08:00 | 0
2020-09-17 09:00 | 0
2020-09-17 10:00 | 0.073479
2020-09-17 11:00 | 0.59285
2020-09-17 12:00 | 1.2594
2020-09-17 13:00 | 1.819
2020-09-17 14:00 | 1.88
2020-09-17 15:00 | 1.5583
2020-09-17 16:00 | 1.33
2020-09-17 17:00 | 1.0226
2020-09-17 18:00 | 0.64135
2020-09-17 19:00 | 0.31755
2020-09-17 20:00 | 0.15106
2020-09-17 21:00 | 0.042009
2020-09-17 22:00 | 0.093764
2020-09-17 23:00 | 0
2020-09-18 | 0
2020-09-18 01:00 | 0
2020-09-18 02:00 | 0
2020-09-18 03:00 | 0
2020-09-18 04:00 | 0
2020-09-18 05:00 | 0
2020-09-18 06:00 | 0
2020-09-18 07:00 | 0
2020-09-18 08:00 | 0
2020-09-18 09:00 | 0
2020-09-18 10:00 | 0
2020-09-18 11:00 | 0.10827
2020-09-18 12:00 | 0.2088
2020-09-18 13:00 | 0.36121
2020-09-18 14:00 | 0.58444
2020-09-18 15:00 | 0.68462
2020-09-18 16:00 | 0.86576
2020-09-18 17:00 | 0.51538
2020-09-18 18:00 | 0.25596
2020-09-18 19:00 | 0.081749
2020-09-18 20:00 | 0.015415
2020-09-18 21:00 | 0
2020-09-18 22:00 | 0.020562
2020-09-18 23:00 | 0
2020-09-19 | 0
2020-09-19 01:00 | 0
2020-09-19 02:00 | 0
2020-09-19 03:00 | 0
2020-09-19 04:00 | 0
2020-09-19 05:00 | 0
2020-09-19 06:00 | 0
2020-09-19 07:00 | 0
2020-09-19 08:00 | 0
2020-09-19 09:00 | 0
2020-09-19 10:00 | 0.032987
2020-09-19 11:00 | 0.37266
2020-09-19 12:00 | 0.91189
2020-09-19 13:00 | 1.4322
2020-09-19 14:00 | 1.7267
2020-09-19 15:00 | 1.7673
2020-09-19 16:00 | 1.8088
2020-09-19 17:00 | 1.3055
2020-09-19 18:00 | 0.67552
2020-09-19 19:00 | 0.24555
2020-09-19 20:00 | 0.061776
2020-09-19 21:00 | 0
2020-09-19 22:00 | 0.050834
2020-09-19 23:00 | 0
2020-09-20 | 0
2020-09-20 01:00 | 0
2020-09-20 02:00 | 0
2020-09-20 03:00 | 0
2020-09-20 04:00 | 0
2020-09-20 05:00 | 0
2020-09-20 06:00 | 0
2020-09-20 07:00 | 0
2020-09-20 08:00 | 0
2020-09-20 09:00 | 0
2020-09-20 10:00 | 0
2020-09-20 11:00 | 0
2020-09-20 12:00 | 0.080534
2020-09-20 13:00 | 0.55799
2020-09-20 14:00 | 0.8727
2020-09-20 15:00 | 0.97317
2020-09-20 16:00 | 1.1523
2020-09-20 17:00 | 0.7936
2020-09-20 18:00 | 0.34903
2020-09-20 19:00 | 0.099834
2020-09-20 20:00 | 0
2020-09-20 21:00 | 0
2020-09-20 22:00 | 0
2020-09-20 23:00 | 0
2020-09-21 | 0
2020-09-21 01:00 | 0
2020-09-21 02:00 | 0
2020-09-21 03:00 | 0
2020-09-21 04:00 | 0
2020-09-21 05:00 | 0
2020-09-21 06:00 | 0
2020-09-21 07:00 | 0
2020-09-21 08:00 | 0
2020-09-21 09:00 | 0
2020-09-21 10:00 | 0.028399
2020-09-21 11:00 | 0.20488
2020-09-21 12:00 | 0.45954
2020-09-21 13:00 | 0.71724
2020-09-21 14:00 | 0.81776
2020-09-21 15:00 | 0.65234
2020-09-21 16:00 | 0.54106
2020-09-21 17:00 | 0.18371
2020-09-21 18:00 | 0
2020-09-21 19:00 | 0
2020-09-21 20:00 | 0
2020-09-21 21:00 | 0
2020-09-21 22:00 | 0
2020-09-21 23:00 | 0
2020-09-22 | 0
2020-09-22 01:00 | 0
2020-09-22 02:00 | 0
2020-09-22 03:00 | 0
2020-09-22 04:00 | 0
2020-09-22 05:00 | 0
2020-09-22 06:00 | 0
2020-09-22 07:00 | 0
2020-09-22 08:00 | 0
2020-09-22 09:00 | 0
2020-09-22 10:00 | 0
2020-09-22 11:00 | 0
2020-09-22 12:00 | 0.0043353
2020-09-22 13:00 | 0.053202
2020-09-22 14:00 | 0.087966
2020-09-22 15:00 | 0.075167
2020-09-22 16:00 | 0.072681
2020-09-22 17:00 | 0
2020-09-22 18:00 | 0
2020-09-22 19:00 | 0
2020-09-22 20:00 | 0
2020-09-22 21:00 | 0
2020-09-22 22:00 | 0
2020-09-22 23:00 | 0
2020-09-23 | 0
2020-09-23 01:00 | 0
2020-09-23 02:00 | 0
2020-09-23 03:00 | 0
2020-09-23 04:00 | 0
2020-09-23 05:00 | 0
2020-09-23 06:00 | 0
2020-09-23 07:00 | 0
2020-09-23 08:00 | 0
2020-09-23 09:00 | 0
2020-09-23 10:00 | 0
2020-09-23 11:00 | 0
2020-09-23 12:00 | 0
2020-09-23 13:00 | 0
2020-09-23 14:00 | 0.051188
2020-09-23 15:00 | 0.097556
2020-09-23 16:00 | 0.071902
2020-09-23 17:00 | 0
2020-09-23 18:00 | 0
2020-09-23 19:00 | 0
2020-09-23 20:00 | 0
2020-09-23 21:00 | 0
2020-09-23 22:00 | 0
2020-09-23 23:00 | 0
2020-09-24 | 0
2020-09-24 01:00 | 0
2020-09-24 02:00 | 0
2020-09-24 03:00 | 0
2020-09-24 04:00 | 0
2020-09-24 05:00 | 0
2020-09-24 06:00 | 0
2020-09-24 07:00 | 0
2020-09-24 08:00 | 0
2020-09-24 09:00 | 0
2020-09-24 10:00 | 0
2020-09-24 11:00 | 0
2020-09-24 12:00 | 0.046024
2020-09-24 13:00 | 0.23252
2020-09-24 14:00 | 0.43113
2020-09-24 15:00 | 0.49845
2020-09-24 16:00 | 0.48342
2020-09-24 17:00 | 0.22728
2020-09-24 18:00 | 0
2020-09-24 19:00 | 0
2020-09-24 20:00 | 0
2020-09-24 21:00 | 0
2020-09-24 22:00 | 0
2020-09-24 23:00 | 0
2020-09-25 | 0
2020-09-25 01:00 | 0
2020-09-25 02:00 | 0
2020-09-25 03:00 | 0
2020-09-25 04:00 | 0
2020-09-25 05:00 | 0
2020-09-25 06:00 | 0
2020-09-25 07:00 | 0
2020-09-25 08:00 | 0
2020-09-25 09:00 | 0
2020-09-25 10:00 | 0
2020-09-25 11:00 | 0
2020-09-25 12:00 | 0
2020-09-25 13:00 | 0.2465
2020-09-25 14:00 | 0.47824
2020-09-25 15:00 | 0.55816
2020-09-25 16:00 | 0.50516
2020-09-25 17:00 | 0.26159
2020-09-25 18:00 | 0.031129
2020-09-25 19:00 | 0
2020-09-25 20:00 | 0
2020-09-25 21:00 | 0
2020-09-25 22:00 | 0
2020-09-25 23:00 | 0
2020-09-26 | 0
2020-09-26 01:00 | 0
2020-09-26 02:00 | 0
2020-09-26 03:00 | 0
2020-09-26 04:00 | 0
2020-09-26 05:00 | 0
2020-09-26 06:00 | 0
2020-09-26 07:00 | 0
2020-09-26 08:00 | 0
2020-09-26 09:00 | 0
2020-09-26 10:00 | 0
2020-09-26 11:00 | 0.027769
2020-09-26 12:00 | 0.21524
2020-09-26 13:00 | 0.53483
2020-09-26 14:00 | 0.67053
2020-09-26 15:00 | 0.61199
2020-09-26 16:00 | 0.49495
2020-09-26 17:00 | 0.31098
2020-09-26 18:00 | 0.11052
2020-09-26 19:00 | 0
2020-09-26 20:00 | 0
2020-09-26 21:00 | 0
2020-09-26 22:00 | 0
2020-09-26 23:00 | 0
2020-09-27 | 0
2020-09-27 01:00 | 0
2020-09-27 02:00 | 0
2020-09-27 03:00 | 0
2020-09-27 04:00 | 0
2020-09-27 05:00 | 0
2020-09-27 06:00 | 0
2020-09-27 07:00 | 0
2020-09-27 08:00 | 0
2020-09-27 09:00 | 0
2020-09-27 10:00 | 0
2020-09-27 11:00 | 0
2020-09-27 12:00 | 0
2020-09-27 13:00 | 0
2020-09-27 14:00 | 0
2020-09-27 15:00 | 0
2020-09-27 16:00 | 0
2020-09-27 17:00 | 0
2020-09-27 18:00 | 0
2020-09-27 19:00 | 0
2020-09-27 20:00 | 0
2020-09-27 21:00 | 0
2020-09-27 22:00 | 0
2020-09-27 23:00 | 0
2020-09-28 | 0
2020-09-28 01:00 | 0
2020-09-28 02:00 | 0
2020-09-28 03:00 | 0
2020-09-28 04:00 | 0
2020-09-28 05:00 | 0
2020-09-28 06:00 | 0
2020-09-28 07:00 | 0
2020-09-28 08:00 | 0
2020-09-28 09:00 | 0
2020-09-28 10:00 | 0
2020-09-28 11:00 | 0
2020-09-28 12:00 | 0
2020-09-28 13:00 | 0
2020-09-28 14:00 | 0
2020-09-28 15:00 | 0
2020-09-28 16:00 | 0
2020-09-28 17:00 | 0
2020-09-28 18:00 | 0
2020-09-28 19:00 | 0
2020-09-28 20:00 | 0
2020-09-28 21:00 | 0
2020-09-28 22:00 | 0
2020-09-28 23:00 | 0
2020-09-29 | 0
2020-09-29 01:00 | 0
2020-09-29 02:00 | 0
2020-09-29 03:00 | 0
2020-09-29 04:00 | 0
2020-09-29 05:00 | 0
2020-09-29 06:00 | 0
2020-09-29 07:00 | 0
2020-09-29 08:00 | 0
2020-09-29 09:00 | 0
2020-09-29 10:00 | 0
2020-09-29 11:00 | 0
2020-09-29 12:00 | 0
2020-09-29 13:00 | 0
2020-09-29 14:00 | 0
2020-09-29 15:00 | 0
2020-09-29 16:00 | 0
2020-09-29 17:00 | 0
2020-09-29 18:00 | 0
2020-09-29 19:00 | 0
2020-09-29 20:00 | 0
2020-09-29 21:00 | 0
2020-09-29 22:00 | 0
2020-09-29 23:00 | 0
2020-09-30 | 0
2020-09-30 01:00 | 0
2020-09-30 02:00 | 0
2020-09-30 03:00 | 0
2020-09-30 04:00 | 0
2020-09-30 05:00 | 0
2020-09-30 06:00 | 0
2020-09-30 07:00 | 0
2020-09-30 08:00 | 0
2020-09-30 09:00 | 0
2020-09-30 10:00 | 0
2020-09-30 11:00 | 0
2020-09-30 12:00 | 0
2020-09-30 13:00 | 0
2020-09-30 14:00 | 0
2020-09-30 15:00 | 0
2020-09-30 16:00 | 0
2020-09-30 17:00 | 0
2020-09-30 18:00 | 0
2020-09-30 19:00 | 0
2020-09-30 20:00 | 0
2020-09-30 21:00 | 0
2020-09-30 22:00 | 0
2020-09-30 23:00 | 0
2020-10-01 | 0
2020-10-01 01:00 | 0
2020-10-01 02:00 | 0
2020-10-01 03:00 | 0
2020-10-01 04:00 | 0
2020-10-01 05:00 | 0
2020-10-01 06:00 | 0
2020-10-01 07:00 | 0
2020-10-01 08:00 | 0
2020-10-01 09:00 | 0
2020-10-01 10:00 | 0
2020-10-01 11:00 | 0
2020-10-01 12:00 | 0
2020-10-01 13:00 | 0
2020-10-01 14:00 | 0
2020-10-01 15:00 | 0
2020-10-01 16:00 | 0
2020-10-01 17:00 | 0
2020-10-01 18:00 | 0
2020-10-01 19:00 | 0
2020-10-01 20:00 | 0
2020-10-01 21:00 | 0
2020-10-01 22:00 | 0
2020-10-01 23:00 | 0
2020-10-02 | 0
2020-10-02 01:00 | 0
2020-10-02 02:00 | 0
2020-10-02 03:00 | 0
2020-10-02 04:00 | 0
2020-10-02 05:00 | 0
2020-10-02 06:00 | 0
2020-10-02 07:00 | 0
2020-10-02 08:00 | 0
2020-10-02 09:00 | 0
2020-10-02 10:00 | 0
2020-10-02 11:00 | 0
2020-10-02 12:00 | 0
2020-10-02 13:00 | 0
2020-10-02 14:00 | 0
2020-10-02 15:00 | 0
2020-10-02 16:00 | 0
2020-10-02 17:00 | 0
2020-10-02 18:00 | 0
2020-10-02 19:00 | 0
2020-10-02 20:00 | 0
2020-10-02 21:00 | 0
2020-10-02 22:00 | 0
2020-10-02 23:00 | 0
2020-10-03 | 0
2020-10-03 01:00 | 0
2020-10-03 02:00 | 0
2020-10-03 03:00 | 0
2020-10-03 04:00 | 0
2020-10-03 05:00 | 0
2020-10-03 06:00 | 0
2020-10-03 07:00 | 0
2020-10-03 08:00 | 0
2020-10-03 09:00 | 0
2020-10-03 10:00 | 0
2020-10-03 11:00 | 0
2020-10-03 12:00 | 0
2020-10-03 13:00 | 0
2020-10-03 14:00 | 0
2020-10-03 15:00 | 0
2020-10-03 16:00 | 0
2020-10-03 17:00 | 0
2020-10-03 18:00 | 0
2020-10-03 19:00 | 0
2020-10-03 20:00 | 0
2020-10-03 21:00 | 0
2020-10-03 22:00 | 0
2020-10-03 23:00 | 0
2020-10-04 | 0
2020-10-04 01:00 | 0
2020-10-04 02:00 | 0
2020-10-04 03:00 | 0
2020-10-04 04:00 | 0
2020-10-04 05:00 | 0
2020-10-04 06:00 | 0
2020-10-04 07:00 | 0
2020-10-04 08:00 | 0
2020-10-04 09:00 | 0
2020-10-04 10:00 | 0
2020-10-04 11:00 | 0
2020-10-04 12:00 | 0
2020-10-04 13:00 | 0
2020-10-04 14:00 | 0
2020-10-04 15:00 | 0
2020-10-04 16:00 | 0
2020-10-04 17:00 | 0
2020-10-04 18:00 | 0
2020-10-04 19:00 | 0
2020-10-04 20:00 | 0
2020-10-04 21:00 | 0
2020-10-04 22:00 | 0
2020-10-04 23:00 | 0
2020-10-05 | 0
2020-10-05 01:00 | 0
2020-10-05 02:00 | 0
2020-10-05 03:00 | 0
2020-10-05 04:00 | 0
2020-10-05 05:00 | 0
2020-10-05 06:00 | 0
2020-10-05 07:00 | 0
2020-10-05 08:00 | 0
2020-10-05 09:00 | 0
2020-10-05 10:00 | 0
2020-10-05 11:00 | 0
2020-10-05 12:00 | 0
2020-10-05 13:00 | 0
2020-10-05 14:00 | 0
2020-10-05 15:00 | 0
2020-10-05 16:00 | 0
2020-10-05 17:00 | 0
2020-10-05 18:00 | 0
2020-10-05 19:00 | 0
2020-10-05 20:00 | 0
2020-10-05 21:00 | 0
2020-10-05 22:00 | 0
2020-10-05 23:00 | 0
2020-10-06 | 0
2020-10-06 01:00 | 0
2020-10-06 02:00 | 0
2020-10-06 03:00 | 0
2020-10-06 04:00 | 0
2020-10-06 05:00 | 0
2020-10-06 06:00 | 0
2020-10-06 07:00 | 0
2020-10-06 08:00 | 0
2020-10-06 09:00 | 0
2020-10-06 10:00 | 0
2020-10-06 11:00 | 0
2020-10-06 12:00 | 0
2020-10-06 13:00 | 0
2020-10-06 14:00 | 0
2020-10-06 15:00 | 0
2020-10-06 16:00 | 0
2020-10-06 17:00 | 0
2020-10-06 18:00 | 0
2020-10-06 19:00 | 0
2020-10-06 20:00 | 0
2020-10-06 21:00 | 0
2020-10-06 22:00 | 0
2020-10-06 23:00 | 0
2020-10-07 | 0
2020-10-07 01:00 | 0
2020-10-07 02:00 | 0
2020-10-07 03:00 | 0
2020-10-07 04:00 | 0
2020-10-07 05:00 | 0
2020-10-07 06:00 | 0
2020-10-07 07:00 | 0
2020-10-07 08:00 | 0
2020-10-07 09:00 | 0
2020-10-07 10:00 | 0
2020-10-07 11:00 | 0
2020-10-07 12:00 | 0
2020-10-07 13:00 | 0
2020-10-07 14:00 | 0
2020-10-07 15:00 | 0
2020-10-07 16:00 | 0
2020-10-07 17:00 | 0
2020-10-07 18:00 | 0
2020-10-07 19:00 | 0
2020-10-07 20:00 | 0
2020-10-07 21:00 | 0
2020-10-07 22:00 | 0
2020-10-07 23:00 | 0
2020-10-08 | 0
2020-10-08 01:00 | 0
2020-10-08 02:00 | 0
2020-10-08 03:00 | 0
2020-10-08 04:00 | 0
2020-10-08 05:00 | 0
2020-10-08 06:00 | 0
2020-10-08 07:00 | 0
2020-10-08 08:00 | 0
2020-10-08 09:00 | 0
2020-10-08 10:00 | 0
2020-10-08 11:00 | 0
2020-10-08 12:00 | 0
2020-10-08 13:00 | 0
2020-10-08 14:00 | 0
2020-10-08 15:00 | 0
2020-10-08 16:00 | 0
2020-10-08 17:00 | 0
2020-10-08 18:00 | 0
2020-10-08 19:00 | 0
2020-10-08 20:00 | 0
2020-10-08 21:00 | 0
2020-10-08 22:00 | 0
2020-10-08 23:00 | 0
2020-10-09 | 0
2020-10-09 01:00 | 0
2020-10-09 02:00 | 0
2020-10-09 03:00 | 0
2020-10-09 04:00 | 0
2020-10-09 05:00 | 0
2020-10-09 06:00 | 0
2020-10-09 07:00 | 0
2020-10-09 08:00 | 0
2020-10-09 09:00 | 0
2020-10-09 10:00 | 0
2020-10-09 11:00 | 0
2020-10-09 12:00 | 0
2020-10-09 13:00 | 0
2020-10-09 14:00 | 0
2020-10-09 15:00 | 0
2020-10-09 16:00 | 0
2020-10-09 17:00 | 0
2020-10-09 18:00 | 0
2020-10-09 19:00 | 0
2020-10-09 20:00 | 0
2020-10-09 21:00 | 0
2020-10-09 22:00 | 0
2020-10-09 23:00 | 0
2020-10-10 | 0
2020-10-10 01:00 | 0
2020-10-10 02:00 | 0
2020-10-10 03:00 | 0
2020-10-10 04:00 | 0
2020-10-10 05:00 | 0
2020-10-10 06:00 | 0
2020-10-10 07:00 | 0
2020-10-10 08:00 | 0
2020-10-10 09:00 | 0
2020-10-10 10:00 | 0
2020-10-10 11:00 | 0
2020-10-10 12:00 | 0
2020-10-10 13:00 | 0
2020-10-10 14:00 | 0
2020-10-10 15:00 | 0
2020-10-10 16:00 | 0
2020-10-10 17:00 | 0
2020-10-10 18:00 | 0
2020-10-10 19:00 | 0
2020-10-10 20:00 | 0
2020-10-10 21:00 | 0
2020-10-10 22:00 | 0
2020-10-10 23:00 | 0
2020-10-11 | 0
2020-10-11 01:00 | 0
2020-10-11 02:00 | 0
2020-10-11 03:00 | 0
2020-10-11 04:00 | 0
2020-10-11 05:00 | 0
2020-10-11 06:00 | 0
2020-10-11 07:00 | 0
2020-10-11 08:00 | 0
2020-10-11 09:00 | 0
2020-10-11 10:00 | 0
2020-10-11 11:00 | 0
2020-10-11 12:00 | 0
2020-10-11 13:00 | 0
2020-10-11 14:00 | 0
2020-10-11 15:00 | 0
2020-10-11 16:00 | 0
2020-10-11 17:00 | 0
2020-10-11 18:00 | 0
2020-10-11 19:00 | 0
2020-10-11 20:00 | 0
2020-10-11 21:00 | 0
2020-10-11 22:00 | 0
2020-10-11 23:00 | 0
2020-10-12 | 0
2020-10-12 01:00 | 0
2020-10-12 02:00 | 0
2020-10-12 03:00 | 0
2020-10-12 04:00 | 0
2020-10-12 05:00 | 0
2020-10-12 06:00 | 0
2020-10-12 07:00 | 0
2020-10-12 08:00 | 0
2020-10-12 09:00 | 0
2020-10-12 10:00 | 0
2020-10-12 11:00 | 0
2020-10-12 12:00 | 0
2020-10-12 13:00 | 0
2020-10-12 14:00 | 0
2020-10-12 15:00 | 0
2020-10-12 16:00 | 0
2020-10-12 17:00 | 0
2020-10-12 18:00 | 0
2020-10-12 19:00 | 0
2020-10-12 20:00 | 0
2020-10-12 21:00 | 0
2020-10-12 22:00 | 0
2020-10-12 23:00 | 0
2020-10-13 | 0
2020-10-13 01:00 | 0
2020-10-13 02:00 | 0
2020-10-13 03:00 | 0
2020-10-13 04:00 | 0
2020-10-13 05:00 | 0
2020-10-13 06:00 | 0
2020-10-13 07:00 | 0
2020-10-13 08:00 | 0
2020-10-13 09:00 | 0
2020-10-13 10:00 | 0
2020-10-13 11:00 | 0
2020-10-13 12:00 | 0
2020-10-13 13:00 | 0
2020-10-13 14:00 | 0
2020-10-13 15:00 | 0
2020-10-13 16:00 | 0
2020-10-13 17:00 | 0
2020-10-13 18:00 | 0
2020-10-13 19:00 | 0
2020-10-13 20:00 | 0
2020-10-13 21:00 | 0
2020-10-13 22:00 | 0
2020-10-13 23:00 | 0
2020-10-14 | 0
2020-10-14 01:00 | 0
2020-10-14 02:00 | 0
2020-10-14 03:00 | 0
2020-10-14 04:00 | 0
2020-10-14 05:00 | 0
2020-10-14 06:00 | 0
2020-10-14 07:00 | 0
2020-10-14 08:00 | 0
2020-10-14 09:00 | 0
2020-10-14 10:00 | 0
2020-10-14 11:00 | 0
2020-10-14 12:00 | 0
2020-10-14 13:00 | 0
2020-10-14 14:00 | 0
2020-10-14 15:00 | 0
2020-10-14 16:00 | 0
2020-10-14 17:00 | 0
2020-10-14 18:00 | 0
2020-10-14 19:00 | 0
2020-10-14 20:00 | 0
2020-10-14 21:00 | 0
2020-10-14 22:00 | 0
2020-10-14 23:00 | 0
2020-10-15 | 0
2020-10-15 01:00 | 0
2020-10-15 02:00 | 0
2020-10-15 03:00 | 0
2020-10-15 04:00 | 0
2020-10-15 05:00 | 0
2020-10-15 06:00 | 0.048172
2020-10-15 07:00 | 0.62539
2020-10-15 08:00 | 1.0657
2020-10-15 09:00 | 0.85159
2020-10-15 10:00 | 0.63628
2020-10-15 11:00 | 0.53523
2020-10-15 12:00 | 0.51863
2020-10-15 13:00 | 0.51975
2020-10-15 14:00 | 0.51613
2020-10-15 15:00 | 0.51262
2020-10-15 16:00 | 0.53122
2020-10-15 17:00 | 0.57892
2020-10-15 18:00 | 0.61797
2020-10-15 19:00 | 0.6475
2020-10-15 20:00 | 0.082575
2020-10-15 21:00 | 0
2020-10-15 22:00 | 0
2020-10-15 23:00 | 0
2020-10-16 | 0
2020-10-16 01:00 | 0
2020-10-16 02:00 | 0
2020-10-16 03:00 | 0
2020-10-16 04:00 | 0
2020-10-16 05:00 | 0
2020-10-16 06:00 | 0.133
2020-10-16 07:00 | 0.7906
2020-10-16 08:00 | 1.4389
2020-10-16 09:00 | 1.2422
2020-10-16 10:00 | 0.9553
2020-10-16 11:00 | 0.58848
2020-10-16 12:00 | 0.26071
2020-10-16 13:00 | 0
2020-10-16 14:00 | 0
2020-10-16 15:00 | 0
2020-10-16 16:00 | 0
2020-10-16 17:00 | 0.058983
2020-10-16 18:00 | 0.12065
2020-10-16 19:00 | 0.27468
2020-10-16 20:00 | 0
2020-10-16 21:00 | 0
2020-10-16 22:00 | 0
2020-10-16 23:00 | 0
2020-10-17 | 0
2020-10-17 01:00 | 0
2020-10-17 02:00 | 0
2020-10-17 03:00 | 0
2020-10-17 04:00 | 0
2020-10-17 05:00 | 0
2020-10-17 06:00 | 0.081285
2020-10-17 07:00 | 0.86669
2020-10-17 08:00 | 1.527
2020-10-17 09:00 | 1.0574
2020-10-17 10:00 | 0.6218
2020-10-17 11:00 | 0.37709
2020-10-17 12:00 | 0.17717
2020-10-17 13:00 | 0.059692
2020-10-17 14:00 | 0
2020-10-17 15:00 | 0
2020-10-17 16:00 | 0
2020-10-17 17:00 | 0.077871
2020-10-17 18:00 | 0.21846
2020-10-17 19:00 | 0.36043
2020-10-17 20:00 | 0
2020-10-17 21:00 | 0
2020-10-17 22:00 | 0
2020-10-17 23:00 | 0
2020-10-18 | 0
2020-10-18 01:00 | 0
2020-10-18 02:00 | 0
2020-10-18 03:00 | 0
2020-10-18 04:00 | 0
2020-10-18 05:00 | 0
2020-10-18 06:00 | 0.23976
2020-10-18 07:00 | 1.3521
2020-10-18 08:00 | 2.1603
2020-10-18 09:00 | 1.7116
2020-10-18 10:00 | 1.637
2020-10-18 11:00 | 0.89217
2020-10-18 12:00 | 0.33398
2020-10-18 13:00 | 0
2020-10-18 14:00 | 0
2020-10-18 15:00 | 0
2020-10-18 16:00 | 0
2020-10-18 17:00 | 0.086804
2020-10-18 18:00 | 0.25314
2020-10-18 19:00 | 0.44534
2020-10-18 20:00 | 0
2020-10-18 21:00 | 0
2020-10-18 22:00 | 0
2020-10-18 23:00 | 0
2020-10-19 | 0
2020-10-19 01:00 | 0
2020-10-19 02:00 | 0
2020-10-19 03:00 | 0
2020-10-19 04:00 | 0
2020-10-19 05:00 | 0
2020-10-19 06:00 | 0.27918
2020-10-19 07:00 | 1.341
2020-10-19 08:00 | 2.1452
2020-10-19 09:00 | 1.9712
2020-10-19 10:00 | 1.8258
2020-10-19 11:00 | 1.6586
2020-10-19 12:00 | 1.4789
2020-10-19 13:00 | 1.3805
2020-10-19 14:00 | 1.1537
2020-10-19 15:00 | 0.93794
2020-10-19 16:00 | 0.82722
2020-10-19 17:00 | 1.059
2020-10-19 18:00 | 1.2314
2020-10-19 19:00 | 1.3248
2020-10-19 20:00 | 0.43918
2020-10-19 21:00 | 0
2020-10-19 22:00 | 0
2020-10-19 23:00 | 0
2020-10-20 | 0
2020-10-20 01:00 | 0
2020-10-20 02:00 | 0
2020-10-20 03:00 | 0
2020-10-20 04:00 | 0
2020-10-20 05:00 | 0
2020-10-20 06:00 | 0.41505
2020-10-20 07:00 | 2.0121
2020-10-20 08:00 | 3.0712
2020-10-20 09:00 | 2.7346
2020-10-20 10:00 | 2.3356
2020-10-20 11:00 | 1.9022
2020-10-20 12:00 | 1.5024
2020-10-20 13:00 | 1.1864
2020-10-20 14:00 | 1.0177
2020-10-20 15:00 | 0.99093
2020-10-20 16:00 | 1.0052
2020-10-20 17:00 | 1.1684
2020-10-20 18:00 | 1.2967
2020-10-20 19:00 | 1.3566
2020-10-20 20:00 | 0.4345
2020-10-20 21:00 | 0
2020-10-20 22:00 | 0
2020-10-20 23:00 | 0
2020-10-21 | 0
2020-10-21 01:00 | 0
2020-10-21 02:00 | 0
2020-10-21 03:00 | 0
2020-10-21 04:00 | 0
2020-10-21 05:00 | 0
2020-10-21 06:00 | 0.35347
2020-10-21 07:00 | 1.8371
2020-10-21 08:00 | 2.8718
2020-10-21 09:00 | 2.5701
2020-10-21 10:00 | 2.1572
2020-10-21 11:00 | 1.4124
2020-10-21 12:00 | 0.64303
2020-10-21 13:00 | 0.27574
2020-10-21 14:00 | 0.14887
2020-10-21 15:00 | 0.12866
2020-10-21 16:00 | 0.16787
2020-10-21 17:00 | 0.4273
2020-10-21 18:00 | 0.58432
2020-10-21 19:00 | 0.73232
2020-10-21 20:00 | 0.1538
2020-10-21 21:00 | 0
2020-10-21 22:00 | 0
2020-10-21 23:00 | 0
2020-10-22 | 0
2020-10-22 01:00 | 0
2020-10-22 02:00 | 0
2020-10-22 03:00 | 0
2020-10-22 04:00 | 0
2020-10-22 05:00 | 0
2020-10-22 06:00 | 0.25631
2020-10-22 07:00 | 1.5492
2020-10-22 08:00 | 2.5595
2020-10-22 09:00 | 2.3332
2020-10-22 10:00 | 2.1079
2020-10-22 11:00 | 1.9032
2020-10-22 12:00 | 1.7301
2020-10-22 13:00 | 1.6398
2020-10-22 14:00 | 1.604
2020-10-22 15:00 | 1.5802
2020-10-22 16:00 | 1.3312
2020-10-22 17:00 | 1.3955
2020-10-22 18:00 | 1.4832
2020-10-22 19:00 | 1.5585
2020-10-22 20:00 | 0.48814
2020-10-22 21:00 | 0
2020-10-22 22:00 | 0
2020-10-22 23:00 | 0
2020-10-23 | 0
2020-10-23 01:00 | 0
2020-10-23 02:00 | 0
2020-10-23 03:00 | 0
2020-10-23 04:00 | 0
2020-10-23 05:00 | 0
2020-10-23 06:00 | 0.37511
2020-10-23 07:00 | 2.0206
2020-10-23 08:00 | 3.1666
2020-10-23 09:00 | 2.6738
2020-10-23 10:00 | 1.8748
2020-10-23 11:00 | 1.372
2020-10-23 12:00 | 1.2495
2020-10-23 13:00 | 1.4173
2020-10-23 14:00 | 1.4506
2020-10-23 15:00 | 1.5223
2020-10-23 16:00 | 1.3535
2020-10-23 17:00 | 1.4682
2020-10-23 18:00 | 1.5715
2020-10-23 19:00 | 1.6533
2020-10-23 20:00 | 0.57052
2020-10-23 21:00 | 0
2020-10-23 22:00 | 0
2020-10-23 23:00 | 0
2020-10-24 | 0
2020-10-24 01:00 | 0
2020-10-24 02:00 | 0
2020-10-24 03:00 | 0
2020-10-24 04:00 | 0
2020-10-24 05:00 | 0
2020-10-24 06:00 | 0.57778
2020-10-24 07:00 | 2.4352
2020-10-24 08:00 | 3.6164
2020-10-24 09:00 | 3.3406
2020-10-24 10:00 | 3.0995
2020-10-24 11:00 | 2.8639
2020-10-24 12:00 | 2.6365
2020-10-24 13:00 | 2.4553
2020-10-24 14:00 | 2.2436
2020-10-24 15:00 | 2.0733
2020-10-24 16:00 | 1.7309
2020-10-24 17:00 | 1.872
2020-10-24 18:00 | 1.9665
2020-10-24 19:00 | 2.0069
2020-10-24 20:00 | 0.82987
2020-10-24 21:00 | 0
2020-10-24 22:00 | 0
2020-10-24 23:00 | 0
2020-10-25 | 0
2020-10-25 01:00 | 0
2020-10-25 02:00 | 0
2020-10-25 03:00 | 0
2020-10-25 04:00 | 0
2020-10-25 05:00 | 0
2020-10-25 06:00 | 0.81762
2020-10-25 07:00 | 2.8965
2020-10-25 08:00 | 4.0321
2020-10-25 09:00 | 3.7382
2020-10-25 10:00 | 3.4452
2020-10-25 11:00 | 3.1631
2020-10-25 12:00 | 2.9029
2020-10-25 13:00 | 2.7044
2020-10-25 14:00 | 2.5659
2020-10-25 15:00 | 2.4925
2020-10-25 16:00 | 2.2026
2020-10-25 17:00 | 2.2349
2020-10-25 18:00 | 2.2266
2020-10-25 19:00 | 2.2249
2020-10-25 20:00 | 0.94398
2020-10-25 21:00 | 0
2020-10-25 22:00 | 0
2020-10-25 23:00 | 0
2020-10-26 | 0
2020-10-26 01:00 | 0
2020-10-26 02:00 | 0
2020-10-26 03:00 | 0
2020-10-26 04:00 | 0
2020-10-26 05:00 | 0
2020-10-26 06:00 | 0.77343
2020-10-26 07:00 | 2.8315
2020-10-26 08:00 | 3.9576
2020-10-26 09:00 | 3.6476
2020-10-26 10:00 | 3.3588
2020-10-26 11:00 | 3.0653
2020-10-26 12:00 | 2.8284
2020-10-26 13:00 | 2.6854
2020-10-26 14:00 | 2.5771
2020-10-26 15:00 | 2.5176
2020-10-26 16:00 | 2.1584
2020-10-26 17:00 | 2.1797
2020-10-26 18:00 | 2.2281
2020-10-26 19:00 | 2.2019
2020-10-26 20:00 | 0.91481
2020-10-26 21:00 | 0
2020-10-26 22:00 | 0
2020-10-26 23:00 | 0
2020-10-27 | 0
2020-10-27 01:00 | 0
2020-10-27 02:00 | 0
2020-10-27 03:00 | 0
2020-10-27 04:00 | 0
2020-10-27 05:00 | 0
2020-10-27 06:00 | 0
2020-10-27 07:00 | 0.71562
2020-10-27 08:00 | 2.7797
2020-10-27 09:00 | 3.8259
2020-10-27 10:00 | 3.2998
2020-10-27 11:00 | 2.9212
2020-10-27 12:00 | 2.6632
2020-10-27 13:00 | 2.5108
2020-10-27 14:00 | 2.287
2020-10-27 15:00 | 2.1114
2020-10-27 16:00 | 2.041
2020-10-27 17:00 | 1.8044
2020-10-27 18:00 | 1.86
2020-10-27 19:00 | 1.8845
2020-10-27 20:00 | 1.9021
2020-10-27 21:00 | 0.69854
2020-10-27 22:00 | 0
2020-10-27 23:00 | 0
2020-10-28 | 0
2020-10-28 01:00 | 0
2020-10-28 02:00 | 0
2020-10-28 03:00 | 0
2020-10-28 04:00 | 0
2020-10-28 05:00 | 0
2020-10-28 06:00 | 0
2020-10-28 07:00 | 0.60569
2020-10-28 08:00 | 2.4595
2020-10-28 09:00 | 3.5114
2020-10-28 10:00 | 3.1861
2020-10-28 11:00 | 2.9181
2020-10-28 12:00 | 2.6754
2020-10-28 13:00 | 2.4657
2020-10-28 14:00 | 2.3426
2020-10-28 15:00 | 2.3078
2020-10-28 16:00 | 2.3078
2020-10-28 17:00 | 1.9804
2020-10-28 18:00 | 1.993
2020-10-28 19:00 | 1.9965
2020-10-28 20:00 | 1.9616
2020-10-28 21:00 | 0.72539
2020-10-28 22:00 | 0
2020-10-28 23:00 | 0
2020-10-29 | 0
2020-10-29 01:00 | 0
2020-10-29 02:00 | 0
2020-10-29 03:00 | 0
2020-10-29 04:00 | 0
2020-10-29 05:00 | 0
2020-10-29 06:00 | 0
2020-10-29 07:00 | 0.6462
2020-10-29 08:00 | 2.5509
2020-10-29 09:00 | 3.6488
2020-10-29 10:00 | 3.3322
2020-10-29 11:00 | 3.0608
2020-10-29 12:00 | 2.8245
2020-10-29 13:00 | 2.6486
2020-10-29 14:00 | 2.5092
2020-10-29 15:00 | 2.437
2020-10-29 16:00 | 2.442
2020-10-29 17:00 | 2.1589
2020-10-29 18:00 | 2.1637
2020-10-29 19:00 | 2.1215
2020-10-29 20:00 | 2.0915
2020-10-29 21:00 | 0.81486
2020-10-29 22:00 | 0
2020-10-29 23:00 | 0
2020-10-30 | 0
2020-10-30 01:00 | 0
2020-10-30 02:00 | 0
2020-10-30 03:00 | 0
2020-10-30 04:00 | 0
2020-10-30 05:00 | 0
2020-10-30 06:00 | 0
2020-10-30 07:00 | 0.62175
2020-10-30 08:00 | 2.5141
2020-10-30 09:00 | 3.5501
2020-10-30 10:00 | 3.0501
2020-10-30 11:00 | 2.5662
2020-10-30 12:00 | 2.1432
2020-10-30 13:00 | 1.8469
2020-10-30 14:00 | 1.7748
2020-10-30 15:00 | 1.8144
2020-10-30 16:00 | 1.9292
2020-10-30 17:00 | 1.7231
2020-10-30 18:00 | 1.7611
2020-10-30 19:00 | 1.7484
2020-10-30 20:00 | 1.7472
2020-10-30 21:00 | 0.58141
2020-10-30 22:00 | 0
2020-10-30 23:00 | 0
2020-10-31 | 0
2020-10-31 01:00 | 0
2020-10-31 02:00 | 0
2020-10-31 03:00 | 0
2020-10-31 04:00 | 0
2020-10-31 05:00 | 0
2020-10-31 06:00 | 0
2020-10-31 07:00 | 1.5932
2020-10-31 08:00 | 4.2111
2020-10-31 09:00 | 4.8228
2020-10-31 10:00 | 3.5285
2020-10-31 11:00 | 2.2874
2020-10-31 12:00 | 1.1799
2020-10-31 13:00 | 0.6234
2020-10-31 14:00 | 0.35791
2020-10-31 15:00 | 0.36984
2020-10-31 16:00 | 0.64625
2020-10-31 17:00 | 0.93429
2020-10-31 18:00 | 1.4825
2020-10-31 19:00 | 1.8682
2020-10-31 20:00 | 2.1378
2020-10-31 21:00 | 0.86529
2020-10-31 22:00 | 0
2020-10-31 23:00 | 0
2020-11-01 | 0
2020-11-01 01:00 | 0
2020-11-01 02:00 | 0
2020-11-01 03:00 | 0
2020-11-01 04:00 | 0
2020-11-01 05:00 | 0
2020-11-01 06:00 | 0
2020-11-01 07:00 | 1.7704
2020-11-01 08:00 | 4.6008
2020-11-01 09:00 | 5.5887
2020-11-01 10:00 | 4.9848
2020-11-01 11:00 | 3.4828
2020-11-01 12:00 | 2.0579
2020-11-01 13:00 | 1.179
2020-11-01 14:00 | 0.84817
2020-11-01 15:00 | 0.8174
2020-11-01 16:00 | 1.078
2020-11-01 17:00 | 1.4511
2020-11-01 18:00 | 1.9906
2020-11-01 19:00 | 2.3823
2020-11-01 20:00 | 2.641
2020-11-01 21:00 | 1.3054
2020-11-01 22:00 | 0
2020-11-01 23:00 | 0
2020-11-02 | 0
2020-11-02 01:00 | 0
2020-11-02 02:00 | 0
2020-11-02 03:00 | 0
2020-11-02 04:00 | 0
2020-11-02 05:00 | 0
2020-11-02 06:00 | 0
2020-11-02 07:00 | 1.7876
2020-11-02 08:00 | 4.7303
2020-11-02 09:00 | 5.7792
2020-11-02 10:00 | 5.4255
2020-11-02 11:00 | 5.0918
2020-11-02 12:00 | 4.846
2020-11-02 13:00 | 4.6495
2020-11-02 14:00 | 4.5067
2020-11-02 15:00 | 3.9878
2020-11-02 16:00 | 3.7514
2020-11-02 17:00 | 3.8104
2020-11-02 18:00 | 4.0305
2020-11-02 19:00 | 4.1334
2020-11-02 20:00 | 4.17
2020-11-02 21:00 | 2.689
2020-11-02 22:00 | 0
2020-11-02 23:00 | 0
2020-11-03 | 0
2020-11-03 01:00 | 0
2020-11-03 02:00 | 0
2020-11-03 03:00 | 0
2020-11-03 04:00 | 0
2020-11-03 05:00 | 0
2020-11-03 06:00 | 0
2020-11-03 07:00 | 2.5885
2020-11-03 08:00 | 6.4118
2020-11-03 09:00 | 7.2676
2020-11-03 10:00 | 6.7479
2020-11-03 11:00 | 6.2865
2020-11-03 12:00 | 5.9413
2020-11-03 13:00 | 5.6733
2020-11-03 14:00 | 5.4719
2020-11-03 15:00 | 5.3755
2020-11-03 16:00 | 5.3385
2020-11-03 17:00 | 4.9982
2020-11-03 18:00 | 4.9354
2020-11-03 19:00 | 4.8662
2020-11-03 20:00 | 4.796
2020-11-03 21:00 | 3.2158
2020-11-03 22:00 | 0
2020-11-03 23:00 | 0
2020-11-04 | 0
2020-11-04 01:00 | 0
2020-11-04 02:00 | 0
2020-11-04 03:00 | 0
2020-11-04 04:00 | 0
2020-11-04 05:00 | 0
2020-11-04 06:00 | 0
2020-11-04 07:00 | 2.4022
2020-11-04 08:00 | 6.1641
2020-11-04 09:00 | 6.9076
2020-11-04 10:00 | 6.2425
2020-11-04 11:00 | 5.6386
2020-11-04 12:00 | 5.0982
2020-11-04 13:00 | 4.9637
2020-11-04 14:00 | 4.6363
2020-11-04 15:00 | 4.3804
2020-11-04 16:00 | 4.4281
2020-11-04 17:00 | 4.0998
2020-11-04 18:00 | 4.0707
2020-11-04 19:00 | 4.0069
2020-11-04 20:00 | 3.9113
2020-11-04 21:00 | 2.3331
2020-11-04 22:00 | 0
2020-11-04 23:00 | 0
2020-11-05 | 0
2020-11-05 01:00 | 0
2020-11-05 02:00 | 0
2020-11-05 03:00 | 0
2020-11-05 04:00 | 0
2020-11-05 05:00 | 0
2020-11-05 06:00 | 0
2020-11-05 07:00 | 1.7328
2020-11-05 08:00 | 4.8148
2020-11-05 09:00 | 5.6582
2020-11-05 10:00 | 5.0116
2020-11-05 11:00 | 4.4245
2020-11-05 12:00 | 3.9064
2020-11-05 13:00 | 3.5288
2020-11-05 14:00 | 3.2803
2020-11-05 15:00 | 3.1868
2020-11-05 16:00 | 3.2052
2020-11-05 17:00 | 2.9741
2020-11-05 18:00 | 3.0298
2020-11-05 19:00 | 3.0317
2020-11-05 20:00 | 3.0103
2020-11-05 21:00 | 1.5066
2020-11-05 22:00 | 0
2020-11-05 23:00 | 0
2020-11-06 | 0
2020-11-06 01:00 | 0
2020-11-06 02:00 | 0
2020-11-06 03:00 | 0
2020-11-06 04:00 | 0
2020-11-06 05:00 | 0
2020-11-06 06:00 | 0
2020-11-06 07:00 | 1.093
2020-11-06 08:00 | 3.4688
2020-11-06 09:00 | 4.4018
2020-11-06 10:00 | 3.8709
2020-11-06 11:00 | 3.3698
2020-11-06 12:00 | 2.9015
2020-11-06 13:00 | 2.5421
2020-11-06 14:00 | 2.3429
2020-11-06 15:00 | 2.2115
2020-11-06 16:00 | 2.3682
2020-11-06 17:00 | 2.3169
2020-11-06 18:00 | 2.4504
2020-11-06 19:00 | 2.5311
2020-11-06 20:00 | 2.5964
2020-11-06 21:00 | 1.2203
2020-11-06 22:00 | 0
2020-11-06 23:00 | 0
2020-11-07 | 0
2020-11-07 01:00 | 0
2020-11-07 02:00 | 0
2020-11-07 03:00 | 0
2020-11-07 04:00 | 0
2020-11-07 05:00 | 0
2020-11-07 06:00 | 0
2020-11-07 07:00 | 1.2747
2020-11-07 08:00 | 3.7026
2020-11-07 09:00 | 4.5464
2020-11-07 10:00 | 3.9556
2020-11-07 11:00 | 3.3516
2020-11-07 12:00 | 2.6602
2020-11-07 13:00 | 2.0772
2020-11-07 14:00 | 1.8884
2020-11-07 15:00 | 1.8772
2020-11-07 16:00 | 2.1652
2020-11-07 17:00 | 2.1671
2020-11-07 18:00 | 2.3785
2020-11-07 19:00 | 2.5205
2020-11-07 20:00 | 2.6133
2020-11-07 21:00 | 1.2021
2020-11-07 22:00 | 0
2020-11-07 23:00 | 0
2020-11-08 | 0
2020-11-08 01:00 | 0
2020-11-08 02:00 | 0
2020-11-08 03:00 | 0
2020-11-08 04:00 | 0
2020-11-08 05:00 | 0
2020-11-08 06:00 | 0
2020-11-08 07:00 | 1.0723
2020-11-08 08:00 | 3.3915
2020-11-08 09:00 | 4.4322
2020-11-08 10:00 | 4.0557
2020-11-08 11:00 | 3.7446
2020-11-08 12:00 | 3.4893
2020-11-08 13:00 | 3.2925
2020-11-08 14:00 | 3.1208
2020-11-08 15:00 | 3.022
2020-11-08 16:00 | 3.0086
2020-11-08 17:00 | 2.7534
2020-11-08 18:00 | 2.7958
2020-11-08 19:00 | 2.8779
2020-11-08 20:00 | 2.9105
2020-11-08 21:00 | 1.3463
2020-11-08 22:00 | 0
2020-11-08 23:00 | 0
2020-11-09 | 0
2020-11-09 01:00 | 0
2020-11-09 02:00 | 0
2020-11-09 03:00 | 0
2020-11-09 04:00 | 0
2020-11-09 05:00 | 0
2020-11-09 06:00 | 0
2020-11-09 07:00 | 1.206
2020-11-09 08:00 | 3.6254
2020-11-09 09:00 | 4.5234
2020-11-09 10:00 | 3.7762
2020-11-09 11:00 | 3.1112
2020-11-09 12:00 | 2.5601
2020-11-09 13:00 | 2.1306
2020-11-09 14:00 | 1.9508
2020-11-09 15:00 | 2.0649
2020-11-09 16:00 | 2.2458
2020-11-09 17:00 | 2.1099
2020-11-09 18:00 | 2.2276
2020-11-09 19:00 | 2.3063
2020-11-09 20:00 | 2.3527
2020-11-09 21:00 | 0.99168
2020-11-09 22:00 | 0
2020-11-09 23:00 | 0
2020-11-10 | 0
2020-11-10 01:00 | 0
2020-11-10 02:00 | 0
2020-11-10 03:00 | 0
2020-11-10 04:00 | 0
2020-11-10 05:00 | 0
2020-11-10 06:00 | 0
2020-11-10 07:00 | 1.329
2020-11-10 08:00 | 3.7865
2020-11-10 09:00 | 4.5505
2020-11-10 10:00 | 3.8609
2020-11-10 11:00 | 3.4883
2020-11-10 12:00 | 3.0879
2020-11-10 13:00 | 2.7933
2020-11-10 14:00 | 2.6162
2020-11-10 15:00 | 2.5896
2020-11-10 16:00 | 2.6614
2020-11-10 17:00 | 2.4825
2020-11-10 18:00 | 2.5938
2020-11-10 19:00 | 2.6786
2020-11-10 20:00 | 2.7243
2020-11-10 21:00 | 1.2557
2020-11-10 22:00 | 0
2020-11-10 23:00 | 0
2020-11-11 | 0
2020-11-11 01:00 | 0
2020-11-11 02:00 | 0
2020-11-11 03:00 | 0
2020-11-11 04:00 | 0
2020-11-11 05:00 | 0
2020-11-11 06:00 | 0
2020-11-11 07:00 | 1.3303
2020-11-11 08:00 | 3.8776
2020-11-11 09:00 | 4.8764
2020-11-11 10:00 | 4.5051
2020-11-11 11:00 | 4.1693
2020-11-11 12:00 | 3.9047
2020-11-11 13:00 | 3.6983
2020-11-11 14:00 | 3.2614
2020-11-11 15:00 | 3.2621
2020-11-11 16:00 | 3.3427
2020-11-11 17:00 | 3.1101
2020-11-11 18:00 | 3.1227
2020-11-11 19:00 | 3.1144
2020-11-11 20:00 | 3.0899
2020-11-11 21:00 | 1.5342
2020-11-11 22:00 | 0
2020-11-11 23:00 | 0
2020-11-12 | 0
2020-11-12 01:00 | 0
2020-11-12 02:00 | 0
2020-11-12 03:00 | 0
2020-11-12 04:00 | 0
2020-11-12 05:00 | 0
2020-11-12 06:00 | 0
2020-11-12 07:00 | 1.4467
2020-11-12 08:00 | 4.1286
2020-11-12 09:00 | 5.0935
2020-11-12 10:00 | 4.607
2020-11-12 11:00 | 4.136
2020-11-12 12:00 | 3.6835
2020-11-12 13:00 | 3.3411
2020-11-12 14:00 | 3.1401
2020-11-12 15:00 | 3.11
2020-11-12 16:00 | 3.2103
2020-11-12 17:00 | 3.0201
2020-11-12 18:00 | 3.0945
2020-11-12 19:00 | 3.1407
2020-11-12 20:00 | 3.1565
2020-11-12 21:00 | 1.6513
2020-11-12 22:00 | 0
2020-11-12 23:00 | 0
2020-11-13 | 0
2020-11-13 01:00 | 0
2020-11-13 02:00 | 0
2020-11-13 03:00 | 0
2020-11-13 04:00 | 0
2020-11-13 05:00 | 0
2020-11-13 06:00 | 0
2020-11-13 07:00 | 1.6489
2020-11-13 08:00 | 4.5336
2020-11-13 09:00 | 5.5073
2020-11-13 10:00 | 5.0184
2020-11-13 11:00 | 4.554
2020-11-13 12:00 | 4.1222
2020-11-13 13:00 | 3.8024
2020-11-13 14:00 | 3.6184
2020-11-13 15:00 | 3.5949
2020-11-13 16:00 | 3.6647
2020-11-13 17:00 | 3.4262
2020-11-13 18:00 | 3.4298
2020-11-13 19:00 | 3.4085
2020-11-13 20:00 | 3.4009
2020-11-13 21:00 | 1.8934
2020-11-13 22:00 | 0
2020-11-13 23:00 | 0
2020-11-14 | 0
2020-11-14 01:00 | 0
2020-11-14 02:00 | 0
2020-11-14 03:00 | 0
2020-11-14 04:00 | 0
2020-11-14 05:00 | 0
2020-11-14 06:00 | 0
2020-11-14 07:00 | 2.08
2020-11-14 08:00 | 5.3573
2020-11-14 09:00 | 6.2527
2020-11-14 10:00 | 5.6696
2020-11-14 11:00 | 5.0806
2020-11-14 12:00 | 4.5511
2020-11-14 13:00 | 4.1206
2020-11-14 14:00 | 3.8716
2020-11-14 15:00 | 3.8271
2020-11-14 16:00 | 3.8763
2020-11-14 17:00 | 3.6487
2020-11-14 18:00 | 3.7068
2020-11-14 19:00 | 3.7386
2020-11-14 20:00 | 3.7422
2020-11-14 21:00 | 2.2027
2020-11-14 22:00 | 0
2020-11-14 23:00 | 0
2020-11-15 | 0
2020-11-15 01:00 | 0
2020-11-15 02:00 | 0
2020-11-15 03:00 | 0
2020-11-15 04:00 | 0
2020-11-15 05:00 | 0
2020-11-15 06:00 | 0
2020-11-15 07:00 | 1.8004
2020-11-15 08:00 | 4.8839
2020-11-15 09:00 | 5.8087
2020-11-15 10:00 | 5.346
2020-11-15 11:00 | 4.7384
2020-11-15 12:00 | 4.2349
2020-11-15 13:00 | 3.8621
2020-11-15 14:00 | 3.6527
2020-11-15 15:00 | 3.5975
2020-11-15 16:00 | 3.6327
2020-11-15 17:00 | 3.3753
2020-11-15 18:00 | 3.3687
2020-11-15 19:00 | 3.3392
2020-11-15 20:00 | 3.3114
2020-11-15 21:00 | 1.7705
2020-11-15 22:00 | 0
2020-11-15 23:00 | 0
2020-11-16 | 0
2020-11-16 01:00 | 0
2020-11-16 02:00 | 0
2020-11-16 03:00 | 0
2020-11-16 04:00 | 0
2020-11-16 05:00 | 0
2020-11-16 06:00 | 0
2020-11-16 07:00 | 1.7173
2020-11-16 08:00 | 4.672
2020-11-16 09:00 | 5.6487
2020-11-16 10:00 | 5.2305
2020-11-16 11:00 | 4.8115
2020-11-16 12:00 | 4.3918
2020-11-16 13:00 | 4.0058
2020-11-16 14:00 | 3.6888
2020-11-16 15:00 | 3.3918
2020-11-16 16:00 | 3.3933
2020-11-16 17:00 | 3.2213
2020-11-16 18:00 | 3.3824
2020-11-16 19:00 | 3.5133
2020-11-16 20:00 | 3.6035
2020-11-16 21:00 | 2.1449
2020-11-16 22:00 | 0
2020-11-16 23:00 | 0
2020-11-17 | 0
2020-11-17 01:00 | 0
2020-11-17 02:00 | 0
2020-11-17 03:00 | 0
2020-11-17 04:00 | 0
2020-11-17 05:00 | 0
2020-11-17 06:00 | 0
2020-11-17 07:00 | 2.2921
2020-11-17 08:00 | 5.7569
2020-11-17 09:00 | 6.6594
2020-11-17 10:00 | 6.2122
2020-11-17 11:00 | 5.8448
2020-11-17 12:00 | 5.5215
2020-11-17 13:00 | 5.2768
2020-11-17 14:00 | 3.7682
2020-11-17 15:00 | 3.2283
2020-11-17 16:00 | 3.3717
2020-11-17 17:00 | 3.5659
2020-11-17 18:00 | 3.8513
2020-11-17 19:00 | 4.0402
2020-11-17 20:00 | 4.1134
2020-11-17 21:00 | 2.6438
2020-11-17 22:00 | 0
2020-11-17 23:00 | 0
2020-11-18 | 0
2020-11-18 01:00 | 0
2020-11-18 02:00 | 0
2020-11-18 03:00 | 0
2020-11-18 04:00 | 0
2020-11-18 05:00 | 0
2020-11-18 06:00 | 0
2020-11-18 07:00 | 2.6657
2020-11-18 08:00 | 6.5793
2020-11-18 09:00 | 7.2583
2020-11-18 10:00 | 6.0053
2020-11-18 11:00 | 4.6591
2020-11-18 12:00 | 3.5251
2020-11-18 13:00 | 2.6905
2020-11-18 14:00 | 2.2625
2020-11-18 15:00 | 2.3192
2020-11-18 16:00 | 2.8306
2020-11-18 17:00 | 3.23
2020-11-18 18:00 | 3.5951
2020-11-18 19:00 | 3.8377
2020-11-18 20:00 | 3.943
2020-11-18 21:00 | 2.4205
2020-11-18 22:00 | 0
2020-11-18 23:00 | 0
2020-11-19 | 0
2020-11-19 01:00 | 0
2020-11-19 02:00 | 0
2020-11-19 03:00 | 0
2020-11-19 04:00 | 0
2020-11-19 05:00 | 0
2020-11-19 06:00 | 0
2020-11-19 07:00 | 2.2535
2020-11-19 08:00 | 5.7637
2020-11-19 09:00 | 6.6939
2020-11-19 10:00 | 6.2556
2020-11-19 11:00 | 5.8812
2020-11-19 12:00 | 5.55
2020-11-19 13:00 | 5.2839
2020-11-19 14:00 | 5.1126
2020-11-19 15:00 | 5.0358
2020-11-19 16:00 | 5.0173
2020-11-19 17:00 | 4.6733
2020-11-19 18:00 | 4.5987
2020-11-19 19:00 | 4.5463
2020-11-19 20:00 | 4.5048
2020-11-19 21:00 | 2.9329
2020-11-19 22:00 | 0
2020-11-19 23:00 | 0
2020-11-20 | 0
2020-11-20 01:00 | 0
2020-11-20 02:00 | 0
2020-11-20 03:00 | 0
2020-11-20 04:00 | 0
2020-11-20 05:00 | 0
2020-11-20 06:00 | 0
2020-11-20 07:00 | 2.3312
2020-11-20 08:00 | 5.9432
2020-11-20 09:00 | 6.6945
2020-11-20 10:00 | 5.8722
2020-11-20 11:00 | 5.2113
2020-11-20 12:00 | 4.7438
2020-11-20 13:00 | 4.4219
2020-11-20 14:00 | 3.618
2020-11-20 15:00 | 3.1138
2020-11-20 16:00 | 3.2806
2020-11-20 17:00 | 3.4427
2020-11-20 18:00 | 3.6479
2020-11-20 19:00 | 3.7779
2020-11-20 20:00 | 3.8583
2020-11-20 21:00 | 2.3936
2020-11-20 22:00 | 0
2020-11-20 23:00 | 0
2020-11-21 | 0
2020-11-21 01:00 | 0
2020-11-21 02:00 | 0
2020-11-21 03:00 | 0
2020-11-21 04:00 | 0
2020-11-21 05:00 | 0
2020-11-21 06:00 | 0
2020-11-21 07:00 | 2.2201
2020-11-21 08:00 | 5.6827
2020-11-21 09:00 | 6.5862
2020-11-21 10:00 | 6.1493
2020-11-21 11:00 | 5.7992
2020-11-21 12:00 | 5.4858
2020-11-21 13:00 | 5.2343
2020-11-21 14:00 | 5.0611
2020-11-21 15:00 | 4.9735
2020-11-21 16:00 | 4.9328
2020-11-21 17:00 | 4.5477
2020-11-21 18:00 | 4.4715
2020-11-21 19:00 | 4.4403
2020-11-21 20:00 | 4.4007
2020-11-21 21:00 | 2.8363
2020-11-21 22:00 | 0
2020-11-21 23:00 | 0
2020-11-22 | 0
2020-11-22 01:00 | 0
2020-11-22 02:00 | 0
2020-11-22 03:00 | 0
2020-11-22 04:00 | 0
2020-11-22 05:00 | 0
2020-11-22 06:00 | 0
2020-11-22 07:00 | 2.3087
2020-11-22 08:00 | 5.926
2020-11-22 09:00 | 6.7977
2020-11-22 10:00 | 6.3079
2020-11-22 11:00 | 5.9107
2020-11-22 12:00 | 5.5871
2020-11-22 13:00 | 5.3283
2020-11-22 14:00 | 5.051
2020-11-22 15:00 | 4.8553
2020-11-22 16:00 | 4.9084
2020-11-22 17:00 | 4.5985
2020-11-22 18:00 | 4.553
2020-11-22 19:00 | 4.5023
2020-11-22 20:00 | 4.4443
2020-11-22 21:00 | 2.8689
2020-11-22 22:00 | 0
2020-11-22 23:00 | 0
2020-11-23 | 0
2020-11-23 01:00 | 0
2020-11-23 02:00 | 0
2020-11-23 03:00 | 0
2020-11-23 04:00 | 0
2020-11-23 05:00 | 0
2020-11-23 06:00 | 0
2020-11-23 07:00 | 2.4037
2020-11-23 08:00 | 6.0937
2020-11-23 09:00 | 6.8999
2020-11-23 10:00 | 5.9063
2020-11-23 11:00 | 4.929
2020-11-23 12:00 | 3.9561
2020-11-23 13:00 | 3.4965
2020-11-23 14:00 | 3.4883
2020-11-23 15:00 | 3.6727
2020-11-23 16:00 | 3.97
2020-11-23 17:00 | 3.8399
2020-11-23 18:00 | 3.9467
2020-11-23 19:00 | 4.0481
2020-11-23 20:00 | 4.1013
2020-11-23 21:00 | 2.5991
2020-11-23 22:00 | 0
2020-11-23 23:00 | 0
2020-11-24 | 0
2020-11-24 01:00 | 0
2020-11-24 02:00 | 0
2020-11-24 03:00 | 0
2020-11-24 04:00 | 0
2020-11-24 05:00 | 0
2020-11-24 06:00 | 0
2020-11-24 07:00 | 2.4719
2020-11-24 08:00 | 6.1796
2020-11-24 09:00 | 7.0142
2020-11-24 10:00 | 6.3283
2020-11-24 11:00 | 5.7473
2020-11-24 12:00 | 5.4126
2020-11-24 13:00 | 5.3105
2020-11-24 14:00 | 5.2129
2020-11-24 15:00 | 5.1935
2020-11-24 16:00 | 5.2222
2020-11-24 17:00 | 4.934
2020-11-24 18:00 | 4.9207
2020-11-24 19:00 | 4.9036
2020-11-24 20:00 | 4.9015
2020-11-24 21:00 | 3.3965
2020-11-24 22:00 | 0
2020-11-24 23:00 | 0
2020-11-25 | 0
2020-11-25 01:00 | 0
2020-11-25 02:00 | 0
2020-11-25 03:00 | 0
2020-11-25 04:00 | 0
2020-11-25 05:00 | 0
2020-11-25 06:00 | 0
2020-11-25 07:00 | 2.7764
2020-11-25 08:00 | 6.8712
2020-11-25 09:00 | 7.6653
2020-11-25 10:00 | 7.1521
2020-11-25 11:00 | 6.7326
2020-11-25 12:00 | 6.377
2020-11-25 13:00 | 6.094
2020-11-25 14:00 | 5.8577
2020-11-25 15:00 | 5.7306
2020-11-25 16:00 | 5.7087
2020-11-25 17:00 | 5.4172
2020-11-25 18:00 | 5.4235
2020-11-25 19:00 | 5.4193
2020-11-25 20:00 | 5.3995
2020-11-25 21:00 | 3.8434
2020-11-25 22:00 | 0
2020-11-25 23:00 | 0
2020-11-26 | 0
2020-11-26 01:00 | 0
2020-11-26 02:00 | 0
2020-11-26 03:00 | 0
2020-11-26 04:00 | 0
2020-11-26 05:00 | 0
2020-11-26 06:00 | 0
2020-11-26 07:00 | 2.7873
2020-11-26 08:00 | 6.9961
2020-11-26 09:00 | 7.811
2020-11-26 10:00 | 7.2902
2020-11-26 11:00 | 6.8644
2020-11-26 12:00 | 6.5099
2020-11-26 13:00 | 6.2295
2020-11-26 14:00 | 6.0266
2020-11-26 15:00 | 5.8986
2020-11-26 16:00 | 5.827
2020-11-26 17:00 | 5.4409
2020-11-26 18:00 | 5.3373
2020-11-26 19:00 | 5.2346
2020-11-26 20:00 | 5.1399
2020-11-26 21:00 | 3.5266
2020-11-26 22:00 | 0
2020-11-26 23:00 | 0
2020-11-27 | 0
2020-11-27 01:00 | 0
2020-11-27 02:00 | 0
2020-11-27 03:00 | 0
2020-11-27 04:00 | 0
2020-11-27 05:00 | 0
2020-11-27 06:00 | 0
2020-11-27 07:00 | 2.7385
2020-11-27 08:00 | 6.8534
2020-11-27 09:00 | 7.661
2020-11-27 10:00 | 7.0424
2020-11-27 11:00 | 6.4621
2020-11-27 12:00 | 5.9464
2020-11-27 13:00 | 5.5327
2020-11-27 14:00 | 5.287
2020-11-27 15:00 | 5.1908
2020-11-27 16:00 | 5.1845
2020-11-27 17:00 | 4.8651
2020-11-27 18:00 | 4.8121
2020-11-27 19:00 | 4.746
2020-11-27 20:00 | 4.675
2020-11-27 21:00 | 3.0365
2020-11-27 22:00 | 0
2020-11-27 23:00 | 0
2020-11-28 | 0
2020-11-28 01:00 | 0
2020-11-28 02:00 | 0
2020-11-28 03:00 | 0
2020-11-28 04:00 | 0
2020-11-28 05:00 | 0
2020-11-28 06:00 | 0
2020-11-28 07:00 | 2.0388
2020-11-28 08:00 | 5.4522
2020-11-28 09:00 | 6.2917
2020-11-28 10:00 | 5.7248
2020-11-28 11:00 | 5.1941
2020-11-28 12:00 | 4.7294
2020-11-28 13:00 | 4.3442
2020-11-28 14:00 | 4.1026
2020-11-28 15:00 | 3.9824
2020-11-28 16:00 | 3.9909
2020-11-28 17:00 | 3.7236
2020-11-28 18:00 | 3.7208
2020-11-28 19:00 | 3.7053
2020-11-28 20:00 | 3.6868
2020-11-28 21:00 | 2.1541
2020-11-28 22:00 | 0
2020-11-28 23:00 | 0
2020-11-29 | 0
2020-11-29 01:00 | 0
2020-11-29 02:00 | 0
2020-11-29 03:00 | 0
2020-11-29 04:00 | 0
2020-11-29 05:00 | 0
2020-11-29 06:00 | 0
2020-11-29 07:00 | 1.9082
2020-11-29 08:00 | 5.047
2020-11-29 09:00 | 5.9114
2020-11-29 10:00 | 5.3739
2020-11-29 11:00 | 4.8814
2020-11-29 12:00 | 4.4373
2020-11-29 13:00 | 4.0889
2020-11-29 14:00 | 3.8834
2020-11-29 15:00 | 3.8269
2020-11-29 16:00 | 3.8557
2020-11-29 17:00 | 3.571
2020-11-29 18:00 | 3.5531
2020-11-29 19:00 | 3.517
2020-11-29 20:00 | 3.4767
2020-11-29 21:00 | 1.9285
2020-11-29 22:00 | 0
2020-11-29 23:00 | 0
2020-11-30 | 0
2020-11-30 01:00 | 0
2020-11-30 02:00 | 0
2020-11-30 03:00 | 0
2020-11-30 04:00 | 0
2020-11-30 05:00 | 0
2020-11-30 06:00 | 0
2020-11-30 07:00 | 2.0618
2020-11-30 08:00 | 5.2926
2020-11-30 09:00 | 6.2346
2020-11-30 10:00 | 5.7519
2020-11-30 11:00 | 5.2777
2020-11-30 12:00 | 4.8578
2020-11-30 13:00 | 4.5511
2020-11-30 14:00 | 4.3424
2020-11-30 15:00 | 4.285
2020-11-30 16:00 | 4.3416
2020-11-30 17:00 | 4.0704
2020-11-30 18:00 | 4.0489
2020-11-30 19:00 | 4.0299
2020-11-30 20:00 | 4.0328
2020-11-30 21:00 | 2.5004
2020-11-30 22:00 | 0
2020-11-30 23:00 | 0
2020-12-01 | 0
2020-12-01 01:00 | 0
2020-12-01 02:00 | 0
2020-12-01 03:00 | 0
2020-12-01 04:00 | 0
2020-12-01 05:00 | 0
2020-12-01 06:00 | 0
2020-12-01 07:00 | 2.1757
2020-12-01 08:00 | 5.6424
2020-12-01 09:00 | 6.5931
2020-12-01 10:00 | 6.0916
2020-12-01 11:00 | 5.6569
2020-12-01 12:00 | 5.3575
2020-12-01 13:00 | 5.1896
2020-12-01 14:00 | 5.0251
2020-12-01 15:00 | 4.9248
2020-12-01 16:00 | 4.9143
2020-12-01 17:00 | 4.6162
2020-12-01 18:00 | 4.591
2020-12-01 19:00 | 4.5401
2020-12-01 20:00 | 4.4821
2020-12-01 21:00 | 2.9154
2020-12-01 22:00 | 0
2020-12-01 23:00 | 0
2020-12-02 | 0
2020-12-02 01:00 | 0
2020-12-02 02:00 | 0
2020-12-02 03:00 | 0
2020-12-02 04:00 | 0
2020-12-02 05:00 | 0
2020-12-02 06:00 | 0
2020-12-02 07:00 | 2.5247
2020-12-02 08:00 | 6.3164
2020-12-02 09:00 | 7.1806
2020-12-02 10:00 | 6.6606
2020-12-02 11:00 | 6.1667
2020-12-02 12:00 | 5.695
2020-12-02 13:00 | 5.3274
2020-12-02 14:00 | 4.9204
2020-12-02 15:00 | 4.6912
2020-12-02 16:00 | 4.7718
2020-12-02 17:00 | 4.6583
2020-12-02 18:00 | 4.7715
2020-12-02 19:00 | 4.8417
2020-12-02 20:00 | 4.8773
2020-12-02 21:00 | 3.3612
2020-12-02 22:00 | 0
2020-12-02 23:00 | 0
2020-12-03 | 0
2020-12-03 01:00 | 0
2020-12-03 02:00 | 0
2020-12-03 03:00 | 0
2020-12-03 04:00 | 0
2020-12-03 05:00 | 0
2020-12-03 06:00 | 0
2020-12-03 07:00 | 3.132
2020-12-03 08:00 | 7.5179
2020-12-03 09:00 | 8.3023
2020-12-03 10:00 | 7.6553
2020-12-03 11:00 | 7.0365
2020-12-03 12:00 | 6.537
2020-12-03 13:00 | 6.1604
2020-12-03 14:00 | 5.931
2020-12-03 15:00 | 5.8598
2020-12-03 16:00 | 5.9147
2020-12-03 17:00 | 5.6639
2020-12-03 18:00 | 5.6408
2020-12-03 19:00 | 5.5739
2020-12-03 20:00 | 5.5215
2020-12-03 21:00 | 3.9219
2020-12-03 22:00 | 0
2020-12-03 23:00 | 0
2020-12-04 | 0
2020-12-04 01:00 | 0
2020-12-04 02:00 | 0
2020-12-04 03:00 | 0
2020-12-04 04:00 | 0
2020-12-04 05:00 | 0
2020-12-04 06:00 | 0
2020-12-04 07:00 | 3.1677
2020-12-04 08:00 | 7.6672
2020-12-04 09:00 | 8.4367
2020-12-04 10:00 | 7.8937
2020-12-04 11:00 | 7.3845
2020-12-04 12:00 | 6.9251
2020-12-04 13:00 | 6.4992
2020-12-04 14:00 | 6.1961
2020-12-04 15:00 | 6.0942
2020-12-04 16:00 | 6.069
2020-12-04 17:00 | 5.7357
2020-12-04 18:00 | 5.6706
2020-12-04 19:00 | 5.5771
2020-12-04 20:00 | 5.5155
2020-12-04 21:00 | 3.9742
2020-12-04 22:00 | 0
2020-12-04 23:00 | 0
2020-12-05 | 0
2020-12-05 01:00 | 0
2020-12-05 02:00 | 0
2020-12-05 03:00 | 0
2020-12-05 04:00 | 0
2020-12-05 05:00 | 0
2020-12-05 06:00 | 0
2020-12-05 07:00 | 3.0762
2020-12-05 08:00 | 7.5496
2020-12-05 09:00 | 8.3416
2020-12-05 10:00 | 7.7846
2020-12-05 11:00 | 7.3102
2020-12-05 12:00 | 6.9345
2020-12-05 13:00 | 6.6422
2020-12-05 14:00 | 6.3926
2020-12-05 15:00 | 6.2236
2020-12-05 16:00 | 6.1528
2020-12-05 17:00 | 5.7533
2020-12-05 18:00 | 5.6289
2020-12-05 19:00 | 5.5291
2020-12-05 20:00 | 5.427
2020-12-05 21:00 | 3.8065
2020-12-05 22:00 | 0
2020-12-05 23:00 | 0
2020-12-06 | 0
2020-12-06 01:00 | 0
2020-12-06 02:00 | 0
2020-12-06 03:00 | 0
2020-12-06 04:00 | 0
2020-12-06 05:00 | 0
2020-12-06 06:00 | 0
2020-12-06 07:00 | 2.9936
2020-12-06 08:00 | 7.3689
2020-12-06 09:00 | 8.178
2020-12-06 10:00 | 7.6555
2020-12-06 11:00 | 7.2303
2020-12-06 12:00 | 6.8784
2020-12-06 13:00 | 6.5803
2020-12-06 14:00 | 6.3371
2020-12-06 15:00 | 6.188
2020-12-06 16:00 | 6.1255
2020-12-06 17:00 | 5.7351
2020-12-06 18:00 | 5.6208
2020-12-06 19:00 | 5.5317
2020-12-06 20:00 | 5.4412
2020-12-06 21:00 | 3.8328
2020-12-06 22:00 | 0
2020-12-06 23:00 | 0
2020-12-07 | 0
2020-12-07 01:00 | 0
2020-12-07 02:00 | 0
2020-12-07 03:00 | 0
2020-12-07 04:00 | 0
2020-12-07 05:00 | 0
2020-12-07 06:00 | 0
2020-12-07 07:00 | 3.2356
2020-12-07 08:00 | 7.8197
2020-12-07 09:00 | 8.5975
2020-12-07 10:00 | 7.7374
2020-12-07 11:00 | 6.2168
2020-12-07 12:00 | 5.0411
2020-12-07 13:00 | 4.183
2020-12-07 14:00 | 3.714
2020-12-07 15:00 | 3.7062
2020-12-07 16:00 | 4.2686
2020-12-07 17:00 | 4.5715
2020-12-07 18:00 | 4.8035
2020-12-07 19:00 | 4.9357
2020-12-07 20:00 | 5.0219
2020-12-07 21:00 | 3.5737
2020-12-07 22:00 | 0
2020-12-07 23:00 | 0
2020-12-08 | 0
2020-12-08 01:00 | 0
2020-12-08 02:00 | 0
2020-12-08 03:00 | 0
2020-12-08 04:00 | 0
2020-12-08 05:00 | 0
2020-12-08 06:00 | 0
2020-12-08 07:00 | 3.417
2020-12-08 08:00 | 8.0899
2020-12-08 09:00 | 8.8689
2020-12-08 10:00 | 8.0448
2020-12-08 11:00 | 6.5541
2020-12-08 12:00 | 5.3886
2020-12-08 13:00 | 4.553
2020-12-08 14:00 | 4.0724
2020-12-08 15:00 | 4.0307
2020-12-08 16:00 | 4.6249
2020-12-08 17:00 | 4.9373
2020-12-08 18:00 | 5.1919
2020-12-08 19:00 | 5.3503
2020-12-08 20:00 | 5.4496
2020-12-08 21:00 | 3.9961
2020-12-08 22:00 | 0
2020-12-08 23:00 | 0
2020-12-09 | 0
2020-12-09 01:00 | 0
2020-12-09 02:00 | 0
2020-12-09 03:00 | 0
2020-12-09 04:00 | 0
2020-12-09 05:00 | 0
2020-12-09 06:00 | 0
2020-12-09 07:00 | 3.9055
2020-12-09 08:00 | 9.054
2020-12-09 09:00 | 9.7593
2020-12-09 10:00 | 8.8554
2020-12-09 11:00 | 7.3219
2020-12-09 12:00 | 6.1266
2020-12-09 13:00 | 5.2177
2020-12-09 14:00 | 4.6517
2020-12-09 15:00 | 4.5652
2020-12-09 16:00 | 5.098
2020-12-09 17:00 | 5.4262
2020-12-09 18:00 | 5.7273
2020-12-09 19:00 | 5.9247
2020-12-09 20:00 | 6.0581
2020-12-09 21:00 | 4.6435
2020-12-09 22:00 | 0
2020-12-09 23:00 | 0
2020-12-10 | 0
2020-12-10 01:00 | 0
2020-12-10 02:00 | 0
2020-12-10 03:00 | 0
2020-12-10 04:00 | 0
2020-12-10 05:00 | 0
2020-12-10 06:00 | 0
2020-12-10 07:00 | 3.9139
2020-12-10 08:00 | 9.1718
2020-12-10 09:00 | 9.853
2020-12-10 10:00 | 9.2063
2020-12-10 11:00 | 8.6167
2020-12-10 12:00 | 8.0341
2020-12-10 13:00 | 7.5677
2020-12-10 14:00 | 7.2854
2020-12-10 15:00 | 7.1206
2020-12-10 16:00 | 7.0775
2020-12-10 17:00 | 6.7381
2020-12-10 18:00 | 6.6834
2020-12-10 19:00 | 6.6168
2020-12-10 20:00 | 6.5244
2020-12-10 21:00 | 4.9342
2020-12-10 22:00 | 0
2020-12-10 23:00 | 0
2020-12-11 | 0
2020-12-11 01:00 | 0
2020-12-11 02:00 | 0
2020-12-11 03:00 | 0
2020-12-11 04:00 | 0
2020-12-11 05:00 | 0
2020-12-11 06:00 | 0
2020-12-11 07:00 | 3.9571
2020-12-11 08:00 | 9.3546
2020-12-11 09:00 | 10.0334
2020-12-11 10:00 | 9.157
2020-12-11 11:00 | 7.9262
2020-12-11 12:00 | 7.3753
2020-12-11 13:00 | 7.2092
2020-12-11 14:00 | 7.094
2020-12-11 15:00 | 7.0393
2020-12-11 16:00 | 7.0071
2020-12-11 17:00 | 6.6389
2020-12-11 18:00 | 6.5627
2020-12-11 19:00 | 6.4665
2020-12-11 20:00 | 6.3714
2020-12-11 21:00 | 4.7635
2020-12-11 22:00 | 0
2020-12-11 23:00 | 0
2020-12-12 | 0
2020-12-12 01:00 | 0
2020-12-12 02:00 | 0
2020-12-12 03:00 | 0
2020-12-12 04:00 | 0
2020-12-12 05:00 | 0
2020-12-12 06:00 | 0
2020-12-12 07:00 | 3.6518
2020-12-12 08:00 | 8.7133
2020-12-12 09:00 | 9.3959
2020-12-12 10:00 | 8.738
2020-12-12 11:00 | 7.813
2020-12-12 12:00 | 6.6739
2020-12-12 13:00 | 5.6666
2020-12-12 14:00 | 4.8717
2020-12-12 15:00 | 4.6727
2020-12-12 16:00 | 5.1167
2020-12-12 17:00 | 5.3633
2020-12-12 18:00 | 5.5755
2020-12-12 19:00 | 5.6893
2020-12-12 20:00 | 5.7623
2020-12-12 21:00 | 4.2703
2020-12-12 22:00 | 0
2020-12-12 23:00 | 0
2020-12-13 | 0
2020-12-13 01:00 | 0
2020-12-13 02:00 | 0
2020-12-13 03:00 | 0
2020-12-13 04:00 | 0
2020-12-13 05:00 | 0
2020-12-13 06:00 | 0
2020-12-13 07:00 | 3.5038
2020-12-13 08:00 | 8.3574
2020-12-13 09:00 | 9.0662
2020-12-13 10:00 | 8.4988
2020-12-13 11:00 | 8.0706
2020-12-13 12:00 | 7.6753
2020-12-13 13:00 | 7.3664
2020-12-13 14:00 | 7.1713
2020-12-13 15:00 | 7
2020-12-13 16:00 | 6.904
2020-12-13 17:00 | 6.5529
2020-12-13 18:00 | 6.4718
2020-12-13 19:00 | 6.358
2020-12-13 20:00 | 6.2661
2020-12-13 21:00 | 4.6846
2020-12-13 22:00 | 0
2020-12-13 23:00 | 0
2020-12-14 | 0
2020-12-14 01:00 | 0
2020-12-14 02:00 | 0
2020-12-14 03:00 | 0
2020-12-14 04:00 | 0
2020-12-14 05:00 | 0
2020-12-14 06:00 | 0
2020-12-14 07:00 | 3.6213
2020-12-14 08:00 | 8.6243
2020-12-14 09:00 | 9.3113
2020-12-14 10:00 | 8.728
2020-12-14 11:00 | 8.2608
2020-12-14 12:00 | 7.8365
2020-12-14 13:00 | 7.4797
2020-12-14 14:00 | 7.1506
2020-12-14 15:00 | 6.9186
2020-12-14 16:00 | 6.8366
2020-12-14 17:00 | 6.4565
2020-12-14 18:00 | 6.3704
2020-12-14 19:00 | 6.2845
2020-12-14 20:00 | 6.1771
2020-12-14 21:00 | 4.5719
2020-12-14 22:00 | 0
2020-12-14 23:00 | 0
2020-12-15 | 0
2020-12-15 01:00 | 0
2020-12-15 02:00 | 0
2020-12-15 03:00 | 0
2020-12-15 04:00 | 0
2020-12-15 05:00 | 0
2020-12-15 06:00 | 0
2020-12-15 07:00 | 3.2571
2020-12-15 08:00 | 7.9328
2020-12-15 09:00 | 8.6117
2020-12-15 10:00 | 7.971
2020-12-15 11:00 | 7.4486
2020-12-15 12:00 | 7.0382
2020-12-15 13:00 | 6.7245
2020-12-15 14:00 | 6.4818
2020-12-15 15:00 | 6.261
2020-12-15 16:00 | 6.0754
2020-12-15 17:00 | 5.5986
2020-12-15 18:00 | 5.4357
2020-12-15 19:00 | 5.3171
2020-12-15 20:00 | 5.1896
2020-12-15 21:00 | 3.5299
2020-12-15 22:00 | 0
2020-12-15 23:00 | 0
2020-12-16 | 0
2020-12-16 01:00 | 0
2020-12-16 02:00 | 0
2020-12-16 03:00 | 0
2020-12-16 04:00 | 0
2020-12-16 05:00 | 0
2020-12-16 06:00 | 0
2020-12-16 07:00 | 2.3369
2020-12-16 08:00 | 6.0735
2020-12-16 09:00 | 6.8796
2020-12-16 10:00 | 6.2864
2020-12-16 11:00 | 5.7363
2020-12-16 12:00 | 5.2321
2020-12-16 13:00 | 4.8449
2020-12-16 14:00 | 4.7152
2020-12-16 15:00 | 4.6467
2020-12-16 16:00 | 4.6171
2020-12-16 17:00 | 4.2229
2020-12-16 18:00 | 4.0926
2020-12-16 19:00 | 3.9779
2020-12-16 20:00 | 3.8666
2020-12-16 21:00 | 2.2444
2020-12-16 22:00 | 0
2020-12-16 23:00 | 0
2020-12-17 | 0
2020-12-17 01:00 | 0
2020-12-17 02:00 | 0
2020-12-17 03:00 | 0
2020-12-17 04:00 | 0
2020-12-17 05:00 | 0
2020-12-17 06:00 | 0
2020-12-17 07:00 | 1.3736
2020-12-17 08:00 | 4.165
2020-12-17 09:00 | 5.1875
2020-12-17 10:00 | 4.7779
2020-12-17 11:00 | 4.4007
2020-12-17 12:00 | 4.0756
2020-12-17 13:00 | 3.7952
2020-12-17 14:00 | 3.5811
2020-12-17 15:00 | 3.491
2020-12-17 16:00 | 3.4787
2020-12-17 17:00 | 3.0974
2020-12-17 18:00 | 2.9879
2020-12-17 19:00 | 2.9101
2020-12-17 20:00 | 2.8636
2020-12-17 21:00 | 1.2896
2020-12-17 22:00 | 0
2020-12-17 23:00 | 0
2020-12-18 | 0
2020-12-18 01:00 | 0
2020-12-18 02:00 | 0
2020-12-18 03:00 | 0
2020-12-18 04:00 | 0
2020-12-18 05:00 | 0
2020-12-18 06:00 | 0
2020-12-18 07:00 | 1.1693
2020-12-18 08:00 | 3.5398
2020-12-18 09:00 | 4.5795
2020-12-18 10:00 | 4.2014
2020-12-18 11:00 | 3.8251
2020-12-18 12:00 | 3.473
2020-12-18 13:00 | 3.1826
2020-12-18 14:00 | 2.9876
2020-12-18 15:00 | 2.942
2020-12-18 16:00 | 3.0405
2020-12-18 17:00 | 2.804
2020-12-18 18:00 | 2.8085
2020-12-18 19:00 | 2.8212
2020-12-18 20:00 | 2.8229
2020-12-18 21:00 | 1.29
2020-12-18 22:00 | 0
2020-12-18 23:00 | 0
2020-12-19 | 0
2020-12-19 01:00 | 0
2020-12-19 02:00 | 0
2020-12-19 03:00 | 0
2020-12-19 04:00 | 0
2020-12-19 05:00 | 0
2020-12-19 06:00 | 0
2020-12-19 07:00 | 1.2563
2020-12-19 08:00 | 3.7125
2020-12-19 09:00 | 4.7846
2020-12-19 10:00 | 4.4458
2020-12-19 11:00 | 4.0934
2020-12-19 12:00 | 3.7664
2020-12-19 13:00 | 3.4328
2020-12-19 14:00 | 3.2317
2020-12-19 15:00 | 3.185
2020-12-19 16:00 | 3.2726
2020-12-19 17:00 | 3.0482
2020-12-19 18:00 | 3.0476
2020-12-19 19:00 | 3.0201
2020-12-19 20:00 | 3.0312
2020-12-19 21:00 | 1.527
2020-12-19 22:00 | 0
2020-12-19 23:00 | 0
2020-12-20 | 0
2020-12-20 01:00 | 0
2020-12-20 02:00 | 0
2020-12-20 03:00 | 0
2020-12-20 04:00 | 0
2020-12-20 05:00 | 0
2020-12-20 06:00 | 0
2020-12-20 07:00 | 1.8911
2020-12-20 08:00 | 4.9053
2020-12-20 09:00 | 5.9136
2020-12-20 10:00 | 5.0797
2020-12-20 11:00 | 3.9813
2020-12-20 12:00 | 2.8149
2020-12-20 13:00 | 1.9377
2020-12-20 14:00 | 1.6403
2020-12-20 15:00 | 2.0803
2020-12-20 16:00 | 2.6965
2020-12-20 17:00 | 2.6729
2020-12-20 18:00 | 2.8542
2020-12-20 19:00 | 3.0311
2020-12-20 20:00 | 3.1836
2020-12-20 21:00 | 1.7292
2020-12-20 22:00 | 0
2020-12-20 23:00 | 0
2020-12-21 | 0
2020-12-21 01:00 | 0
2020-12-21 02:00 | 0
2020-12-21 03:00 | 0
2020-12-21 04:00 | 0
2020-12-21 05:00 | 0
2020-12-21 06:00 | 0
2020-12-21 07:00 | 1.7331
2020-12-21 08:00 | 4.6686
2020-12-21 09:00 | 5.6921
2020-12-21 10:00 | 5.3353
2020-12-21 11:00 | 5.0094
2020-12-21 12:00 | 4.6605
2020-12-21 13:00 | 4.2934
2020-12-21 14:00 | 4.0837
2020-12-21 15:00 | 4.0116
2020-12-21 16:00 | 4.053
2020-12-21 17:00 | 3.7727
2020-12-21 18:00 | 3.7476
2020-12-21 19:00 | 3.6972
2020-12-21 20:00 | 3.6556
2020-12-21 21:00 | 2.1511
2020-12-21 22:00 | 0
2020-12-21 23:00 | 0
2020-12-22 | 0
2020-12-22 01:00 | 0
2020-12-22 02:00 | 0
2020-12-22 03:00 | 0
2020-12-22 04:00 | 0
2020-12-22 05:00 | 0
2020-12-22 06:00 | 0
2020-12-22 07:00 | 2.049
2020-12-22 08:00 | 5.3269
2020-12-22 09:00 | 6.3003
2020-12-22 10:00 | 5.8674
2020-12-22 11:00 | 5.4582
2020-12-22 12:00 | 5.0882
2020-12-22 13:00 | 4.7758
2020-12-22 14:00 | 4.5637
2020-12-22 15:00 | 4.5005
2020-12-22 16:00 | 4.5267
2020-12-22 17:00 | 4.2828
2020-12-22 18:00 | 4.3428
2020-12-22 19:00 | 4.2871
2020-12-22 20:00 | 4.1995
2020-12-22 21:00 | 2.6497
2020-12-22 22:00 | 0
2020-12-22 23:00 | 0
2020-12-23 | 0
2020-12-23 01:00 | 0
2020-12-23 02:00 | 0
2020-12-23 03:00 | 0
2020-12-23 04:00 | 0
2020-12-23 05:00 | 0
2020-12-23 06:00 | 0
2020-12-23 07:00 | 2.3409
2020-12-23 08:00 | 5.9679
2020-12-23 09:00 | 6.9214
2020-12-23 10:00 | 6.4887
2020-12-23 11:00 | 6.103
2020-12-23 12:00 | 5.794
2020-12-23 13:00 | 5.5703
2020-12-23 14:00 | 5.4138
2020-12-23 15:00 | 5.3247
2020-12-23 16:00 | 5.2812
2020-12-23 17:00 | 4.9269
2020-12-23 18:00 | 4.8617
2020-12-23 19:00 | 4.7986
2020-12-23 20:00 | 4.7443
2020-12-23 21:00 | 3.1832
2020-12-23 22:00 | 0
2020-12-23 23:00 | 0
2020-12-24 | 0
2020-12-24 01:00 | 0
2020-12-24 02:00 | 0
2020-12-24 03:00 | 0
2020-12-24 04:00 | 0
2020-12-24 05:00 | 0
2020-12-24 06:00 | 0
2020-12-24 07:00 | 2.6249
2020-12-24 08:00 | 6.5531
2020-12-24 09:00 | 7.423
2020-12-24 10:00 | 6.9597
2020-12-24 11:00 | 6.5443
2020-12-24 12:00 | 6.1591
2020-12-24 13:00 | 5.831
2020-12-24 14:00 | 5.5783
2020-12-24 15:00 | 5.4145
2020-12-24 16:00 | 5.3442
2020-12-24 17:00 | 5.0015
2020-12-24 18:00 | 4.9368
2020-12-24 19:00 | 4.8697
2020-12-24 20:00 | 4.795
2020-12-24 21:00 | 3.1955
2020-12-24 22:00 | 0
2020-12-24 23:00 | 0
2020-12-25 | 0
2020-12-25 01:00 | 0
2020-12-25 02:00 | 0
2020-12-25 03:00 | 0
2020-12-25 04:00 | 0
2020-12-25 05:00 | 0
2020-12-25 06:00 | 0
2020-12-25 07:00 | 2.5101
2020-12-25 08:00 | 6.3417
2020-12-25 09:00 | 7.2096
2020-12-25 10:00 | 6.7244
2020-12-25 11:00 | 6.3077
2020-12-25 12:00 | 5.9586
2020-12-25 13:00 | 5.6723
2020-12-25 14:00 | 5.4536
2020-12-25 15:00 | 5.3051
2020-12-25 16:00 | 5.2287
2020-12-25 17:00 | 4.8444
2020-12-25 18:00 | 4.7548
2020-12-25 19:00 | 4.6515
2020-12-25 20:00 | 4.5615
2020-12-25 21:00 | 2.9266
2020-12-25 22:00 | 0
2020-12-25 23:00 | 0
2020-12-26 | 0
2020-12-26 01:00 | 0
2020-12-26 02:00 | 0
2020-12-26 03:00 | 0
2020-12-26 04:00 | 0
2020-12-26 05:00 | 0
2020-12-26 06:00 | 0
2020-12-26 07:00 | 2.3582
2020-12-26 08:00 | 6.006
2020-12-26 09:00 | 6.8984
2020-12-26 10:00 | 6.4042
2020-12-26 11:00 | 5.8352
2020-12-26 12:00 | 5.1476
2020-12-26 13:00 | 4.5001
2020-12-26 14:00 | 4.1077
2020-12-26 15:00 | 3.9649
2020-12-26 16:00 | 4.1488
2020-12-26 17:00 | 4.0675
2020-12-26 18:00 | 4.1309
2020-12-26 19:00 | 4.1146
2020-12-26 20:00 | 4.1076
2020-12-26 21:00 | 2.5602
2020-12-26 22:00 | 0
2020-12-26 23:00 | 0
2020-12-27 | 0
2020-12-27 01:00 | 0
2020-12-27 02:00 | 0
2020-12-27 03:00 | 0
2020-12-27 04:00 | 0
2020-12-27 05:00 | 0
2020-12-27 06:00 | 0
2020-12-27 07:00 | 2.1005
2020-12-27 08:00 | 5.5067
2020-12-27 09:00 | 6.4
2020-12-27 10:00 | 5.4922
2020-12-27 11:00 | 4.8867
2020-12-27 12:00 | 4.4065
2020-12-27 13:00 | 4.1731
2020-12-27 14:00 | 3.8905
2020-12-27 15:00 | 3.6861
2020-12-27 16:00 | 3.8171
2020-12-27 17:00 | 3.6939
2020-12-27 18:00 | 3.7781
2020-12-27 19:00 | 3.8126
2020-12-27 20:00 | 3.8589
2020-12-27 21:00 | 2.4118
2020-12-27 22:00 | 0
2020-12-27 23:00 | 0
2020-12-28 | 0
2020-12-28 01:00 | 0
2020-12-28 02:00 | 0
2020-12-28 03:00 | 0
2020-12-28 04:00 | 0
2020-12-28 05:00 | 0
2020-12-28 06:00 | 0
2020-12-28 07:00 | 2.5238
2020-12-28 08:00 | 6.2195
2020-12-28 09:00 | 7.1291
2020-12-28 10:00 | 6.1734
2020-12-28 11:00 | 4.8553
2020-12-28 12:00 | 3.9279
2020-12-28 13:00 | 3.7699
2020-12-28 14:00 | 3.4582
2020-12-28 15:00 | 3.1384
2020-12-28 16:00 | 3.3928
2020-12-28 17:00 | 3.6229
2020-12-28 18:00 | 3.8065
2020-12-28 19:00 | 3.8887
2020-12-28 20:00 | 3.9374
2020-12-28 21:00 | 2.4097
2020-12-28 22:00 | 0
2020-12-28 23:00 | 0
2020-12-29 | 0
2020-12-29 01:00 | 0
2020-12-29 02:00 | 0
2020-12-29 03:00 | 0
2020-12-29 04:00 | 0
2020-12-29 05:00 | 0
2020-12-29 06:00 | 0
2020-12-29 07:00 | 2.0348
2020-12-29 08:00 | 5.3422
2020-12-29 09:00 | 6.2881
2020-12-29 10:00 | 5.8431
2020-12-29 11:00 | 5.4677
2020-12-29 12:00 | 5.1716
2020-12-29 13:00 | 4.982
2020-12-29 14:00 | 4.8319
2020-12-29 15:00 | 4.7474
2020-12-29 16:00 | 4.7084
2020-12-29 17:00 | 4.3485
2020-12-29 18:00 | 4.272
2020-12-29 19:00 | 4.2195
2020-12-29 20:00 | 4.1949
2020-12-29 21:00 | 2.6438
2020-12-29 22:00 | 0
2020-12-29 23:00 | 0
2020-12-30 | 0
2020-12-30 01:00 | 0
2020-12-30 02:00 | 0
2020-12-30 03:00 | 0
2020-12-30 04:00 | 0
2020-12-30 05:00 | 0
2020-12-30 06:00 | 0
2020-12-30 07:00 | 2.2943
2020-12-30 08:00 | 5.8378
2020-12-30 09:00 | 6.7692
2020-12-30 10:00 | 6.3905
2020-12-30 11:00 | 6.0547
2020-12-30 12:00 | 5.7122
2020-12-30 13:00 | 5.4119
2020-12-30 14:00 | 5.1484
2020-12-30 15:00 | 4.9435
2020-12-30 16:00 | 4.8698
2020-12-30 17:00 | 4.5748
2020-12-30 18:00 | 4.5474
2020-12-30 19:00 | 4.4978
2020-12-30 20:00 | 4.4478
2020-12-30 21:00 | 2.8959
2020-12-30 22:00 | 0
2020-12-30 23:00 | 0
2020-12-31 | 0
Hourly Energy Demand as result of the EnergyPlus Simulation

## Peak Loads-graph
Space heating energy demand [kW]
0
0
0
0
0
0
0
0
0
0
0
0
0
0
0
0
0
0
0
0
0
0
0
0
0
0
0
0
0
0
0
0
0
0
0
0
0
0
0
0
0
0
0
0
0
0
0
0
0
0
0
0
0
0
0
0
0
0
0
0
0
0
0
0
0
0
0
0
0
0
0
0
0
0
0
0
0
0
0
0
0
0
0
0
0
0
0
0
0
0
0
0
0
0
0
0
0
0
0
0
0
0
0
0
0
0
0
0
0
0
0
0
0
0
0
0
0
0
0
0
0
0
0
0
0
0
0
0
0
0
0
0
0
0
0
0
0
0
0
0
0
0
0
0
0
0
0
0
0
0
0
0
0
0
0
0
0
0
0
0
0
0
0
0
0
0
0
0
0
0
0
0
0
0
0
0
0
0
0
0
0
0
0
0
0
0
0
0
0
0
0
0
0
0
0
0
0
0
0
0
0
0
0
0
0
0
0
0
0
0
0
0
0
0
0
0
0
0
0
0
0
0
0
0
0
0
0
0
0
0
0
0
0
0
0
0
0
0
0
0
0
0
0
0
0
0
0
0
0
0
0
0
0
0
0
0
0
0
0
0
0
0
0
0
0
0
0
0
0
0
0
0
0
0
0
0
0
0
0
0
0
0
0
0
0
0
0
0
0
0
0
0
0
0
0
0
0
0
0
0
0
0
0
0
0
0
0
0
0
0
0
0
0
0
0
0
0
0
0
0
0
0
0
0
0
0
0
0
0
0
0
0
0
0
0
0
0
0
0
0
0
0
0
0
0
0
0
0
0
0
0
0
0
0
0
0
0
0
0
0
0
0
0
0
0
0
0
0
0
0
0
0
0
0
0
0
0
0
0
0
0
0
0
0
0
0
0
0
0
0
0
0
0
0
0
0
0
0
0
0
0
0
0
0
0
0
0
0
0
0
0
0
0
0
0
0
0
0
0
0
0
0
0
0
0
0
0
0
0
0
0
0
0
0
0
0
0
0
0
0
0
0
0
0
0
0
0
0
0
0
0
0
0
0
0
0
0
0
0
0
0
0
0
0
0
0
0
0
0
0
0
0
0
0
0
0
0
0
0
0
0
0
0
0
0
0
0
0
0
0
0
0
0
0
0
0
0
0
0
0
0
0
0
0
0
0
0
0
0
0
0
0
0
0
0
0
0
0
0
0
0
0
0
0
0
0
0
0
0
0
0
0
0
0
0
0
0
0
0
0
0
0
0
0
0
0
0
0
0
0
0
0
0
0
0
0
0
0
0
0
0
0
0
0
0
0
0
0
0
0
0
0
0
0
0
0
0
0
0
0
0
0
0
0
0
0
0
0
0
0
0
0
0
0
0
0
0
0
0
0
0
0
0
0
0
0
0
0
0
0
0
0
0
0
0
0
0
0
0
0
0
0
0
0
0
0
0
0
0
0
0
0
0
0
0
0
0
0
0
0
0
0
0
0
0
0
0
0
0
0
0
0
0
0
0
0
0
0
0
0
0
0
0
0
0
0
0
0
0
0
0
0
0
0
0
0
0
0
0
0
0
0
0
0
0
0
0
0
0
0
0
0
0
0
0
0
0
0
0
0
0
0
0
0
0
0
0
0
0
0
0
0
0
0
0
0
0
0
0
0
0
0
0
0
0
0
0
0
0
0
0
0
0
0
0
0
0
0
0
0
0
0
0
0
0
0
0
0
0
0
0
0
0
0
0
0
0
0
0
0
0
0
0
0
0
0
0
0
0
0
0
0
0
0
0
0
0
0
0
0
0
0
0
0
0
0
0
0
0
0
0
0
0
0
0
0
0
0
0
0
0
0
0
0
0
0
0
0
0
0
0
0
0
0
0
0
0
0
0
0
0
0
0
0
0
0
0
0
0
0
0
0
0
0
0
0
0
0
0
0
0
0
0
0
0
0
0
0
0
0
0
0
0
0
0
0
0
0
0
0
0
0
0
0
0
0
0
0
0
0
0
0
0
0
0
0
0
0
0
0
0
0
0
0
0
0
0
0
0
0
0
0
0
0
0
0
0
0
0
0
0
0
0
0
0
0
0
0
0
0
0
0
0
0
0
0
0
0
0
0
0
0
0
0
0
0
0
0
0
0
0
0
0
0
0
0
0
0
0
0
0
0
0
0
0
0
0
0
0
0
0
0
0
0
0
0
0
0
0
0
0
0
0
0
0
0
0
0
0
0
0
0
0
0
0
0
0
0
0
0
0
0
0
0
0
0
0
0
0
0
0
0
0
0
0
0
0
0
0
0
0
0
0
0
0
0
0
0
0
0
0
0
0
0
0
0
0
0
0
0
0
0
0
0
0
0
0
0
0
0
0
0
0
0
0
0
0
0
0
0
0
0
0
0
0
0
0
0
0
0
0
0
0
0
0
0
0
0
0
0
0
0
0
0
0
0
0
0
0
0
0
0
0
0
0
0
0
0
0
0
0
0
0
0
0
0
0
0
0
0
0
0
0
0
0
0
0
0
0
0
0
0
0
0
0
0
0
0
0
0
0
0
0
0
0
0
0
0
0
0
0
0
0
0
0
0
0
0
0
0
0
0
0
0
0
0
0
0
0
0
0
0
0
0
0
0
0
0
0
0
0
0
0
0
0
0
0
0
0
0
0
0
0
0
0
0
0
0
0
0
0
0
0
0
0
0
0
0
0
0
0
0
0
0
0
0
0
0
0
0
0
0
0
0
0
0
0
0
0
0
0
0
0
0
0
0
0
0
0
0
0
0
0
0
0
0
0
0
0
0
0
0
0
0
0
0
0
0
0
0
0
0
0
0
0
0
0
0
0
0
0
0
0
0
0
0
0
0
0
0
0
0
0
0
0
0
0
0
0
0
0
0
0
0
0
0
0
0
0
0
0
0
0
0
0
0
0
0
0
0
0
0
0
0
0
0
0
0
0
0
0
0
0
0
0
0
0
0
0
0
0
0
0
0
0
0
0
0
0
0
0
0
0
0
0
0
0
0
0
0
0
0
0
0
0
0
0
0
0
0
0
0
0
0
0
0
0
0
0
0
0
0
0
0
0
0
0
0
0
0
0
0
0
0
0
0
0
0
0
0
0
0
0
0
0
0
0
0
0
0
0
0
0
0
0
0
0
0
0
0
0
0
0
0
0
0
0
0
0
0
0
0
0
0
0
0
0
0
0
0
0
0
0
0
0
0
0
0
0
0
0
0
0
0
0
0
0
0
0
0
0
0
0
0
0
0
0
0
0
0
0
0
0
0
0
0
0
0
0
0
0
0
0
0
0
0
0
0
0
0
0
0
0
0
0
0
0
0
0
0
0
0
0
0
0
0
0
0
0
0
0
0
0
0
0
0
0
0
0
0
0
0
0
0
0
0
0
0
0
0
0
0
0
0
0
0
0
0
0
0
0
0
0
0
0
0
0
0
0
0
0
0
0
0
0
0
0
0
0
0
0
0
0
0
0
0
0
0
0
0
0
0
0
0
0
0
0
0
0
0
0
0
0
0
0
0
0
0
0
0
0
0
0
0
0
0
0
0
0
0
0
0
0
0
0
0
0
0
0
0
0
0
0
0
0
0
0
0
0
0
0
0
0
0
0
0
0
0
0
0
0
0
0
0
0
0
0
0
0
0
0
0
0
0
0
0
0
0
0
0
0
0
0
0
0
0
0
0
0
0
0
0
0
0
0
0
0
0
0
0
0
0
0
0
0
0
0
0
0
0
0
0
0
0
0
0
0
0
0
0
0
0
0
0
0
0
0
0
0
0
0
0
0
0
0
0
0
0
0
0
0
0
0
0
0
0
0
0
0
0
0
0
0
0
0
0
0
0
0
0
0
0
0
0
0
0
0
0
0
0
0
0
0
0
0
0
0
0
0
0
0
0
0
0
0
0
0
0
0
0
0
0
0
0
0
0
0
0
0
0
0
0
0
0
0
0
0
0
0
0
0
0
0
0
0
0
0
0
0
0
0
0
0
0
0
0
0
0
0
0
0
0
0
0
0
0
0
0
0
0
0
0
0
0
0
0
0
0
0
0
0
0
0
0
0
0
0
0
0
0
0
0
0
0
0
0
0
0
0
0
0
0
0
0
0
0
0
0
0
0
0
0
0
0
0
0
0
0
0
0
0
0
0
0
0
0
0
0
0
0
0
0
0
0
0
0
0
0
0
0
0
0
0
0
0
0
0
0
0
0
0
0
0
0
0
0
0
0
0
0
0
0
0
0
0
0
0
0
0
0
0
0
0
0
0
0
0
0
0
0
0
0
0
0
0
0
0
0
0
0
0
0
0
0
0
0
0
0
0
0
0
0
0
0
0
0
0
0
0
0
0
0
0
0
0
0
0
0
0
0
0
0
0
0
0
0
0
0
0
0
0
0
0
0
0
0
0
0
0
0
0
0
0
0
0
0
0
0
0
0
0
0
0
0
0
0
0
0
0
0
0
0
0
0
0
0
0
0
0
0
0
0
0
0
0
0
0
0
0
0
0
0
0
0
0
0
0
0
0
0
0
0
0
0
0
0
0
0
0
0
0
0
0
0
0
0
0
0
0
0
0
0
0
0
0
0
0
0
0
0
0
0
0
0
0
0
0
0
0
0
0
0
0
0
0
0
0
0
0
0
0
0
0
0
0
0
0
0
0
0
0
0
0
0
0
0
0
0
0
0
0
0
0
0
0
0
0
0
0
0
0
0
0
0
0
0
0
0
0
0
0
0
0
0
0
0
0
0
0
0
0
0
0
0
0
0
0
0
0
0
0
0
0
0
0
0
0
0
0
0
0
0
0
0
0
0
0
0
0
0
0
0
0
0
0
0
0
0
0
0
0
0
0
0
0
0
0
0
0
0
0
0
0
0
0
0
0
0
0
0
0
0
0
0
0
0
0
0
0
0
0
0
0
0
0
0
0
0
0
0
0
0
0
0
0
0
0
0
0
0
0
0
0
0
0
0
0
0
0
0
0
0
0
0
0
0
0
0
0
0
0
0
0
0
0
0
0
0
0
0
0
0
0
0
0
0
0
0
0
0
0
0
0
0
0
0
0
0
0
0
0
0
0
0
0
0
0
0
0
0
0
0
0
0
0
0
0
0
0
0
0
0
0
0
0
0
0
0
0
0
0
0
0
0
0
0
0
0
0
0
0
0
0
0
0
0
0
0
0
0
0
0
0
0
0
0
0
0
0
0
0
0
0
0
0
0
0
0
0
0
0
0
0
0
0
0
0
0
0
0
0
0
0
0
0
0
0
0
0
0
0
0
0
0
0
0
0
0
0
0
0
0
0
0
0
0
0
0
0
0
0
0
0
0
0
0
0
0
0
0
0
0
0
0
0
0
0
0
0
0
0
0
0
0
0
0
0
0
0
0
0
0
0
0
0
0
0
0
0
0
0
0
0
0
0
0
0
0
0
0
0
0
0
0
0
0
0
0
0
0
0
0
0
0
0
0
0
0
0
0
0
0
0
0
0
0
0
0
0
0
0
0
0
0
0
0
0
0
0
0
0
0
0
0
0
0
0
0
0
0
0
0
0
0
0
0
0
0
0
0
0
0
0
0
0
0
0
0
0
0
0
0
0
0
0
0
0
0
0
0
0
0
0
0
0
0
0
0
0
0
0
0
0
0
0
0
0
0
0
0
0
0
0
0
0
0
0
0
0
0
0
0
0
0
0
0
0
0
0
0
0
0
0
0
0
0
0
0
0
0
0
0
0
0
0
0
0
0
0
0
0
0
0
0
0
0
0
0
0
0
0
0
0
0
0
0
0
0
0
0
0
0
0
0
0
0
0
0
0
0
0
0
0
0
0
0
0
0
0
0
0
0
0
0
0
0
0
0
0
0
0
0
0
0
0
0
0
0
0
0
0
0
0
0
0
0
0
0
0
0
0
0
0
0
0
0
0
0
0
0
0
0
0
0
0
0
0
0
0
0
0
0
0
0
0
0
0
0
0
0
0
0
0
0
0
0
0
0
0
0
0
0
0
0
0
0
0
0
0
0
0
0
0
0
0
0
0
0
0
0
0
0
0
0
0
0
0
0
0
0
0
0
0
0
0
0
0
0
0
0
0
0
0
0
0
0
0
0
0
0
0
0
0
0
0
0
0
0
0
0
0
0
0
0
0
0
0
0
0
0
0
0
0
0
0
0
0
0
0
0
0
0
0
0
0
0
0
0
0
0
0
0
0
0
0
0
0
0
0
0
0
0
0
0
0
0
0
0
0
0
0
0
0
0
0
0
0
0
0
0
0
0
0
0
0
0
0
0
0
0
0
0
0
0
0
0
0
0
0
0
0
0
0
0
0
0
0
0
0
0
0
0
0
0
0
0
0
0
0
0
0
0
0
0
0
0
0
0
0
0
0
0
0
0
0
0
0
0
0
0
0
0
0
0
0
0
0
0
0
0
0
0
0
0
0
0
0
0
0
0
0
0
0
0
0
0
0
0
0
0
0
0
0
0
0
0
0
0
0
0
0
0
0
0
0
0
0
0
0
0
0
0
0
0
0
0
0
0
0
0
0
0
0
0
0
0
0
0
0
0
0
0
0
0
0
0
0
0
0
0
0
0
0
0
0
0
0
0
0
0
0
0
0
0
0
0
0
0
0
0
0
0
0
0
0
0
0
0
0
0
0
0
0
0
0
0
0
0
0
0
0
0
0
0
0
0
0
0
0
0
0
0
0
0
0
0
0
0
0
0
0
0
0
0
0
0
0
0
0
0
0
0
0
0
0
0
0
0
0
0
0
0
0
0
0
0
0
0
0
0
0
0
0
0
0
0
0
0
0
0
0
0
0
0
0
0
0
0
0
0
0
0
0
0
0
0
0
0
0
0
0
0
0
0
0
0
0
0
0
0
0
0
0
0
0
0
0
0
0
0
0
0
0
0
0
0
0
0
0
0
0
0
0
0
0
0
0
0
0
0
0
0
0
0
0
0
0
0
0
0
0
0
0
0
0
0
0
0
0
0
0
0
0
0
0
0
0
0
0
0
0
0
0
0
0
0
0
0
0
0
0
0
0
0
0
0
0
0
0
0
0
0
0
0
0
0
0
0
0
0
0
0
0
0
0
0
0
0
0
0
0
0
0
0
0
0
0
0
0
0
0
0
0
0
0
0
0
0
0
0
0
0
0
0
0
0
0
0
0
0
0
0
0
0
0
0
0
0
0
0
0
0
0
0
0
0
0
0
0
0
0
0
0
0
0
0
0
0
0
0
0
0
0
0
0
0
0
0
0
0
0
0
0
0
0
0
0
0
0
0
0
0
0
0
0
0
0
0
0
0
0
0
0
0
0
0
0
0
0
0
0
0
0
0
0
0
0
0
0
0
0
0
0
0
0
0
0
0
0
0
0
0
0
0
0
0
0
0
0
0
0
0
0
0
0
0
0
0
0
0
0
0
0
0
0
0
0
0
0
0
0
0
0
0
0
0
0
0
0
0
0
0
0
0
0
0
0
0
0
0
0
0
0
0
0
0
0
0
0
0
0
0
0
0
0
0
0
0
0
0
0
0
0
0
0
0
0
0
0
0
0
0
0
0
0
0
0
0
0
0
0
0
0
0
0
0
0
0
0
0
0
0
0
0
0
0
0
0
0
0
0
0
0
0
0
0
0
0
0
0
0
0
0
0
0
0
0
0
0
0
0
0
0
0
0
0
0
0
0
0
0
0
0
0
0
0
0
0
0
0
0
0
0
0
0
0
0
0
0
0
0
0
0
0
0
0
0
0
0
0
0
0
0
0
0
0
0
0
0
0
0
0
0
0
0
0
0
0
0
0
0
0
0
0
0
0
0
0
0
0
0
0
0
0
0
0
0
0
0
0
0
0
0
0
0
0
0
0
0
0
0
0
0
0
0
0
0
0
0
0
0
0
0
0
0
0
0
0
0
0
0
0
0
0
0
0
0
0
0
0
0
0
0
0
0
0
0
0
0
0
0
0
0
0
0
0
0
0
0
0
0
0
0
0
0
0
0
0
0
0
0
0
0
0
0
0
0
0
0
0
0
0
0
0
0
0
0
0
0
0
0
0
0
0
0
0
0
0
0
0
0
0
0
0
0
0
0
0
0
0
0
0
0
0
0
0
0
0
0
0
0
0
0
0
0
0
0
0
0
0
0
0
0
0
0
0
0
0
0
0
0
0
0
0
0
0
0
0
0
0
0
0
0
0
0
0
0
0
0
0
0
0
0
0
0
0
0
0
0
0
0
0
0
0
0
0
0
0
0
0
0
0
0
0
0
0
0
0
0
0
0
0
0
0
0
0
0
0
0
0
0
0
0
0
0
0
0
0
0
0
0
0
0
0
0
0
0
0
0
0
0
0
0
0
0
0
0
0
0
0
0
0
0
0
0
0
0
0
0
0
0
0
0
0
0
0
0
0
0
0
0
0
0
0
0
0
0
0
0
0
0
0
0
0
0
0
0
0
0
0
0
0
0
0
0
0
0
0
0
0
0
0
0
0
0
0
0
0
0
0
0
0
0
0
0
0
0
0
0
0
0
0
0
0
0
0
0
0
0
0
0
0
0
0
0
0
0
0
0
0
0
0
0
0
0
0
0
0
0
0
0
0
0
0
0
0
0
0
0
0
0
0
0
0
0
0
0
0
0
0
0
0
0
0
0
0
0
0
0
0
0
0
0
0
0
0
0
0
0
0
0
0
0
0
0
0
0
0
0
0
0
0
0
0
0
0
0
0
0
0
0
0
0
0
0
0
0
0
0
0
0
0
0
0
0
0
0
0
0
0
0
0
0
0
0
0
0
0
0
0
0
0
0
0
0
0
0
0
0
0
0
0
0
0
0
0
0
0
0
0
0
0
0
0
0
0
0
0
0
0
0
0
0
0
0
0
0
0
0
0
0
0
0
0
0
0
0
0
0
0
0
0
0
0
0
0
0
0
0
0
0
0
0
0
0
0
0
0
0
0
0
0
0
0
0
0
0
0
0
0
0
0
0
0
0
0
0
0
0
0
0
0
0
0
0
0
0
0
0
0
0
0
0
0
0
0
0
0
0
0
0
0
0
0
0
0
0
0
0
0
0
0
0
0
0
0
0
0
0
0
0
0
0
0
0
0
0
0
0
0
0
0
0
0
0
0
0
0
0
0
0
0
0
0
0
0
0
0
0
0
0
0
0
0
0
0
0
0
0
0
0
0
0
0
0
0
0
0
0
0
0
0
0
0
0
0
0
0
0
0
0
0
0
0
0
0
0
0
0
0
0
0
0
0
0
0
0
0
0
0
0
0
0
0
0
0
0
0
0
0
0
0
0
0
0
0
0
0
0
0
0
0
0
0
0
0
0
0
0
0
0
0
0
0
0
0
0
0
0
0
0
0
0
0
0
0
0
0
0
0
0
0
0
0
0
0
0
0
0
0
0
0
0
0
0
0
0
0
0
0
0
0
0
0
0
0
0
0
0
0
0
0
0
0
0
0
0
0
0
0
0
0
0
0
0
0
0
0
0
0
0
0
0
0
0
0
0
0
0
0
0
0
0
0
0
0
0
0
0
0
0
0
0
0
0
0
0
0
0
0
0
0
0
0
0
0
0
0
0
0
0
0
0
0
0
0
0
0
0
0
0
0
0
0
0
0
0
0
0
0
0
0
0
0
0
0
0
0
0
0
0
0
0
0
0
0
0
0
0
0
0
0
0
0
0
0
0
0
0
0
0
0
0
0
0
0
0
0
0
0
0
0
0
0
0
0
0
0
0
0
0
0
0
0
0
0
0
0
0
0
0
0
0
0
0
0
0
0
0
0
0
0
0
0
0
0
0
0
0
0
0
0
0
0
0
0
0
0
0
0
0
0
0
0
0
0
0
0
0
0
0
0
0
0
0
0
0
0
0
0
0
0
0
0
0
0
0
0
0
0
0
0
0
0
0
0
0
0
0
0
0
0
0
0
0
0
0
0
0
0
0
0
0
0
0
0
0
0
0
0
0
0
0
0
0
0
0
0
0
0
0
0
0
0
0
0
0
0
0
0
0
0
0
0
0
0
0
0
0
0
0
0
0
0
0
0
0
0
0
0
0
0
0
0
0
0
0
0
0
0
0
0
0
0
0
0
0
0
0
0
0
0
0
0
0
0
0
0
0
0
0.0021548
0.0023702
0.0028791
0.0033773
0.0043353
0.0043716
0.0045148
0.0054642
0.0065369
0.0071112
0.0076042
0.0080734
0.009094
0.010021
0.010576
0.011878
0.012193
0.012333
0.013773
0.015415
0.016404
0.016785
0.017475
0.018264
0.018503
0.019441
0.020219
0.02038
0.020422
0.020477
0.020562
0.020925
0.022359
0.022527
0.027596
0.027769
0.028399
0.028487
0.030265
0.030341
0.031129
0.032518
0.032987
0.033429
0.034246
0.035497
0.0356
0.03673
0.036861
0.038042
0.041018
0.041411
0.042009
0.042214
0.042734
0.044145
0.044769
0.045658
0.046024
0.04629
0.047633
0.047648
0.048081
0.048172
0.048635
0.049637
0.050217 | 1 | 0 | 4225 | Heating hours
0.050441 | 2 | 0 | 4014 | 95% of the time needed
0.050834 | 3 | 0 | 7.1206 | kW
0.050847 | 4 | 0
0.051173 | 5 | 0
0.051188 | 6 | 0
0.053202 | 7 | 0
0.054367 | 8 | 0
0.054966 | 9 | 0
0.055956 | 10 | 0
0.057233 | 11 | 0
0.057254 | 12 | 0
0.058983 | 13 | 0
0.059095 | 14 | 0
0.059692 | 15 | 0
0.061776 | 16 | 0
0.063818 | 17 | 0
0.063872 | 18 | 0
0.064163 | 19 | 0
0.064372 | 20 | 0
0.064423 | 21 | 0
0.066587 | 22 | 0
0.066708 | 23 | 0
0.067867 | 24 | 0
0.068345 | 25 | 0
0.069625 | 26 | 0
0.070779 | 27 | 0
0.071378 | 28 | 0
0.071875 | 29 | 0
0.071902 | 30 | 0
0.072681 | 31 | 0
0.072889 | 32 | 0
0.073479 | 33 | 0
0.074176 | 34 | 0
0.075167 | 35 | 0
0.077592 | 36 | 0
0.077871 | 37 | 0
0.079887 | 38 | 0
0.080534 | 39 | 0
0.080973 | 40 | 0
0.081285 | 41 | 0
0.081749 | 42 | 0
0.08224 | 43 | 0
0.082543 | 44 | 0
0.082575 | 45 | 0
0.082887 | 46 | 0
0.085743 | 47 | 0
0.086593 | 48 | 0
0.086804 | 49 | 0
0.087966 | 50 | 0
0.088309 | 51 | 0
0.089503 | 52 | 0
0.089749 | 53 | 0
0.090165 | 54 | 0
0.090169 | 55 | 0
0.093764 | 56 | 0
0.096094 | 57 | 0
0.09745 | 58 | 0
0.097556 | 59 | 0
0.0985 | 60 | 0
0.098692 | 61 | 0
0.098708 | 62 | 0
0.099834 | 63 | 0
0.10352 | 64 | 0
0.10665 | 65 | 0
0.10827 | 66 | 0
0.10873 | 67 | 0
0.1102 | 68 | 0
0.11052 | 69 | 0
0.11623 | 70 | 0
0.11795 | 71 | 0
0.11945 | 72 | 0
0.11988 | 73 | 0
0.12034 | 74 | 0
0.12065 | 75 | 0
0.12182 | 76 | 0
0.12309 | 77 | 0
0.12373 | 78 | 0
0.1246 | 79 | 0
0.12513 | 80 | 0
0.12548 | 81 | 0
0.12548 | 82 | 0
0.12785 | 83 | 0
0.12819 | 84 | 0
0.12842 | 85 | 0
0.12866 | 86 | 0
0.12967 | 87 | 0
0.12974 | 88 | 0
0.13058 | 89 | 0
0.13155 | 90 | 0
0.13223 | 91 | 0
0.133 | 92 | 0
0.13336 | 93 | 0
0.13351 | 94 | 0
0.13369 | 95 | 0
0.13502 | 96 | 0
0.13799 | 97 | 0
0.14225 | 98 | 0
0.1429 | 99 | 0
0.14364 | 100 | 0
0.14523 | 101 | 0
0.14576 | 102 | 0
0.14793 | 103 | 0
0.14831 | 104 | 0
0.14887 | 105 | 0
0.14899 | 106 | 0
0.1493 | 107 | 0
0.14943 | 108 | 0
0.14964 | 109 | 0
0.15104 | 110 | 0
0.15106 | 111 | 0
0.15139 | 112 | 0
0.15323 | 113 | 0
0.1538 | 114 | 0
0.15404 | 115 | 0
0.15635 | 116 | 0
0.15844 | 117 | 0
0.15869 | 118 | 0
0.1603 | 119 | 0
0.16087 | 120 | 0
0.16095 | 121 | 0
0.16196 | 122 | 0
0.16275 | 123 | 0
0.16306 | 124 | 0
0.1677 | 125 | 0
0.16787 | 126 | 0
0.16852 | 127 | 0
0.16922 | 128 | 0
0.1708 | 129 | 0
0.1729 | 130 | 0
0.17418 | 131 | 0
0.17467 | 132 | 0
0.17478 | 133 | 0
0.17653 | 134 | 0
0.1771 | 135 | 0
0.17717 | 136 | 0
0.1784 | 137 | 0
0.17851 | 138 | 0
0.17893 | 139 | 0
0.18073 | 140 | 0
0.18371 | 141 | 0
0.18388 | 142 | 0
0.18508 | 143 | 0
0.18544 | 144 | 0
0.18661 | 145 | 0
0.19051 | 146 | 0
0.19295 | 147 | 0
0.19343 | 148 | 0
0.19374 | 149 | 0
0.20279 | 150 | 0
0.20307 | 151 | 0
0.20321 | 152 | 0
0.20416 | 153 | 0
0.20431 | 154 | 0
0.20448 | 155 | 0
0.20488 | 156 | 0
0.20762 | 157 | 0
0.20817 | 158 | 0
0.20819 | 159 | 0
0.2088 | 160 | 0
0.20922 | 161 | 0
0.21 | 162 | 0
0.21177 | 163 | 0
0.21179 | 164 | 0
0.21524 | 165 | 0
0.2164 | 166 | 0
0.21846 | 167 | 0
0.21864 | 168 | 0
0.21965 | 169 | 0
0.22001 | 170 | 0
0.22021 | 171 | 0
0.22371 | 172 | 0
0.22612 | 173 | 0
0.22727 | 174 | 0
0.22728 | 175 | 0
0.22729 | 176 | 0
0.2282 | 177 | 0
0.22823 | 178 | 0
0.22853 | 179 | 0
0.22902 | 180 | 0
0.23055 | 181 | 0
0.23252 | 182 | 0
0.23286 | 183 | 0
0.23307 | 184 | 0
0.23756 | 185 | 0
0.23775 | 186 | 0
0.23817 | 187 | 0
0.23976 | 188 | 0
0.23996 | 189 | 0
0.24346 | 190 | 0
0.24515 | 191 | 0
0.24527 | 192 | 0
0.24555 | 193 | 0
0.2465 | 194 | 0
0.24724 | 195 | 0
0.24751 | 196 | 0
0.24758 | 197 | 0
0.24791 | 198 | 0
0.24965 | 199 | 0
0.24975 | 200 | 0
0.25079 | 201 | 0
0.25162 | 202 | 0
0.25314 | 203 | 0
0.25385 | 204 | 0
0.25451 | 205 | 0
0.25596 | 206 | 0
0.25631 | 207 | 0
0.25713 | 208 | 0
0.25772 | 209 | 0
0.2578 | 210 | 0
0.25943 | 211 | 0
0.26071 | 212 | 0
0.26143 | 213 | 0
0.26159 | 214 | 0
0.26337 | 215 | 0
0.26343 | 216 | 0
0.26454 | 217 | 0
0.26481 | 218 | 0
0.26533 | 219 | 0
0.26753 | 220 | 0
0.26809 | 221 | 0
0.26835 | 222 | 0
0.27187 | 223 | 0
0.27468 | 224 | 0
0.27574 | 225 | 0
0.27707 | 226 | 0
0.27831 | 227 | 0
0.27845 | 228 | 0
0.27918 | 229 | 0
0.28025 | 230 | 0
0.28069 | 231 | 0
0.28106 | 232 | 0
0.28243 | 233 | 0
0.28308 | 234 | 0
0.28416 | 235 | 0
0.28452 | 236 | 0
0.29005 | 237 | 0
0.29127 | 238 | 0
0.29574 | 239 | 0
0.29649 | 240 | 0
0.29711 | 241 | 0
0.29772 | 242 | 0
0.29809 | 243 | 0
0.29898 | 244 | 0
0.29988 | 245 | 0
0.30094 | 246 | 0
0.30493 | 247 | 0
0.30601 | 248 | 0
0.30648 | 249 | 0
0.30932 | 250 | 0
0.30949 | 251 | 0
0.30989 | 252 | 0
0.31098 | 253 | 0
0.3143 | 254 | 0
0.31704 | 255 | 0
0.31755 | 256 | 0
0.31895 | 257 | 0
0.32087 | 258 | 0
0.32396 | 259 | 0
0.32448 | 260 | 0
0.32478 | 261 | 0
0.32513 | 262 | 0
0.32591 | 263 | 0
0.32887 | 264 | 0
0.32896 | 265 | 0
0.32901 | 266 | 0
0.33087 | 267 | 0
0.3333 | 268 | 0
0.33358 | 269 | 0
0.33398 | 270 | 0
0.33757 | 271 | 0
0.34019 | 272 | 0
0.34085 | 273 | 0
0.34128 | 274 | 0
0.34204 | 275 | 0
0.34365 | 276 | 0
0.34441 | 277 | 0
0.34493 | 278 | 0
0.34614 | 279 | 0
0.34801 | 280 | 0
0.34867 | 281 | 0
0.34876 | 282 | 0
0.3488 | 283 | 0
0.34903 | 284 | 0
0.34904 | 285 | 0
0.34965 | 286 | 0
0.34988 | 287 | 0
0.35329 | 288 | 0
0.35347 | 289 | 0
0.35361 | 290 | 0
0.3561 | 291 | 0
0.35791 | 292 | 0
0.36043 | 293 | 0
0.36121 | 294 | 0
0.36168 | 295 | 0
0.366 | 296 | 0
0.36739 | 297 | 0
0.36984 | 298 | 0
0.37115 | 299 | 0
0.37266 | 300 | 0
0.37432 | 301 | 0
0.37511 | 302 | 0
0.37613 | 303 | 0
0.3762 | 304 | 0
0.37709 | 305 | 0
0.37714 | 306 | 0
0.37796 | 307 | 0
0.38034 | 308 | 0
0.38185 | 309 | 0
0.38286 | 310 | 0
0.38609 | 311 | 0
0.38717 | 312 | 0
0.38738 | 313 | 0
0.3884 | 314 | 0
0.39074 | 315 | 0
0.39198 | 316 | 0
0.39388 | 317 | 0
0.3943 | 318 | 0
0.39852 | 319 | 0
0.40062 | 320 | 0
0.40195 | 321 | 0
0.40248 | 322 | 0
0.40298 | 323 | 0
0.40515 | 324 | 0
0.406 | 325 | 0
0.4079 | 326 | 0
0.40791 | 327 | 0
0.40873 | 328 | 0
0.40972 | 329 | 0
0.41198 | 330 | 0
0.41274 | 331 | 0
0.41435 | 332 | 0
0.41505 | 333 | 0
0.41578 | 334 | 0
0.41986 | 335 | 0
0.42329 | 336 | 0
0.42498 | 337 | 0
0.42625 | 338 | 0
0.4273 | 339 | 0
0.43113 | 340 | 0
0.4345 | 341 | 0
0.43508 | 342 | 0
0.43537 | 343 | 0
0.43553 | 344 | 0
0.43814 | 345 | 0
0.43912 | 346 | 0
0.43918 | 347 | 0
0.43921 | 348 | 0
0.44053 | 349 | 0
0.44093 | 350 | 0
0.44104 | 351 | 0
0.44534 | 352 | 0
0.44638 | 353 | 0
0.44647 | 354 | 0
0.44882 | 355 | 0
0.45345 | 356 | 0
0.45464 | 357 | 0
0.45733 | 358 | 0
0.45954 | 359 | 0
0.45975 | 360 | 0
0.46331 | 361 | 0
0.46338 | 362 | 0
0.466 | 363 | 0
0.47218 | 364 | 0
0.4739 | 365 | 0
0.4753 | 366 | 0
0.4782 | 367 | 0
0.47824 | 368 | 0
0.48125 | 369 | 0
0.48165 | 370 | 0
0.48222 | 371 | 0
0.48231 | 372 | 0
0.4824 | 373 | 0
0.48342 | 374 | 0
0.48357 | 375 | 0
0.48472 | 376 | 0
0.48492 | 377 | 0
0.48814 | 378 | 0
0.48897 | 379 | 0
0.4898 | 380 | 0
0.4922 | 381 | 0
0.49383 | 382 | 0
0.49413 | 383 | 0
0.4944 | 384 | 0
0.49495 | 385 | 0
0.49677 | 386 | 0
0.49718 | 387 | 0
0.49845 | 388 | 0
0.49909 | 389 | 0
0.50063 | 390 | 0
0.50516 | 391 | 0
0.50675 | 392 | 0
0.50695 | 393 | 0
0.51003 | 394 | 0
0.5102 | 395 | 0
0.51254 | 396 | 0
0.51262 | 397 | 0
0.51334 | 398 | 0
0.51538 | 399 | 0
0.51613 | 400 | 0
0.51794 | 401 | 0
0.51863 | 402 | 0
0.5191 | 403 | 0
0.51975 | 404 | 0
0.5209 | 405 | 0
0.52171 | 406 | 0
0.52307 | 407 | 0
0.5238 | 408 | 0
0.52671 | 409 | 0
0.52886 | 410 | 0
0.52922 | 411 | 0
0.52946 | 412 | 0
0.53025 | 413 | 0
0.53112 | 414 | 0
0.53122 | 415 | 0
0.53331 | 416 | 0
0.53483 | 417 | 0
0.53523 | 418 | 0
0.53615 | 419 | 0
0.54106 | 420 | 0
0.54252 | 421 | 0
0.54363 | 422 | 0
0.54556 | 423 | 0
0.54572 | 424 | 0
0.54714 | 425 | 0
0.548 | 426 | 0
0.55106 | 427 | 0
0.55632 | 428 | 0
0.55721 | 429 | 0
0.55799 | 430 | 0
0.55816 | 431 | 0
0.5599 | 432 | 0
0.56017 | 433 | 0
0.56469 | 434 | 0
0.5672 | 435 | 0
0.56902 | 436 | 0
0.56966 | 437 | 0
0.57052 | 438 | 0
0.57089 | 439 | 0
0.57404 | 440 | 0
0.57569 | 441 | 0
0.57778 | 442 | 0
0.5788 | 443 | 0
0.57892 | 444 | 0
0.57983 | 445 | 0
0.58022 | 446 | 0
0.58107 | 447 | 0
0.58141 | 448 | 0
0.58432 | 449 | 0
0.58444 | 450 | 0
0.58848 | 451 | 0
0.58856 | 452 | 0
0.58928 | 453 | 0
0.58936 | 454 | 0
0.59099 | 455 | 0
0.59285 | 456 | 0
0.59297 | 457 | 0
0.59653 | 458 | 0
0.59675 | 459 | 0
0.60074 | 460 | 0
0.60285 | 461 | 0
0.60367 | 462 | 0
0.60441 | 463 | 0
0.60507 | 464 | 0
0.60569 | 465 | 0
0.60632 | 466 | 0
0.60866 | 467 | 0
0.60868 | 468 | 0
0.60869 | 469 | 0
0.60961 | 470 | 0
0.60964 | 471 | 0
0.61019 | 472 | 0
0.61151 | 473 | 0
0.61199 | 474 | 0
0.6139 | 475 | 0
0.61399 | 476 | 0
0.61543 | 477 | 0
0.61734 | 478 | 0
0.61797 | 479 | 0
0.61828 | 480 | 0
0.62047 | 481 | 0
0.62175 | 482 | 0
0.6218 | 483 | 0
0.62253 | 484 | 0
0.6234 | 485 | 0
0.625 | 486 | 0
0.62505 | 487 | 0
0.62529 | 488 | 0
0.62539 | 489 | 0
0.62575 | 490 | 0
0.62582 | 491 | 0
0.62639 | 492 | 0
0.62854 | 493 | 0
0.63207 | 494 | 0
0.6362 | 495 | 0
0.63628 | 496 | 0
0.63657 | 497 | 0
0.63887 | 498 | 0
0.63916 | 499 | 0
0.64135 | 500 | 0
0.64303 | 501 | 0
0.64481 | 502 | 0
0.64493 | 503 | 0
0.6462 | 504 | 0
0.64625 | 505 | 0
0.6475 | 506 | 0
0.6494 | 507 | 0
0.64956 | 508 | 0
0.64958 | 509 | 0
0.65133 | 510 | 0
0.65234 | 511 | 0
0.65461 | 512 | 0
0.65476 | 513 | 0
0.65613 | 514 | 0
0.65788 | 515 | 0
0.65992 | 516 | 0
0.66093 | 517 | 0
0.66155 | 518 | 0
0.66305 | 519 | 0
0.66528 | 520 | 0
0.67053 | 521 | 0
0.67053 | 522 | 0
0.67055 | 523 | 0
0.67162 | 524 | 0
0.6721 | 525 | 0
0.67341 | 526 | 0
0.67394 | 527 | 0
0.67552 | 528 | 0
0.67784 | 529 | 0
0.67823 | 530 | 0
0.68199 | 531 | 0
0.6838 | 532 | 0
0.68462 | 533 | 0
0.68491 | 534 | 0
0.68561 | 535 | 0
0.68595 | 536 | 0
0.68693 | 537 | 0
0.68807 | 538 | 0
0.68896 | 539 | 0
0.69204 | 540 | 0
0.6926 | 541 | 0
0.6927 | 542 | 0
0.69714 | 543 | 0
0.69816 | 544 | 0
0.69847 | 545 | 0
0.69854 | 546 | 0
0.70103 | 547 | 0
0.70234 | 548 | 0
0.70311 | 549 | 0
0.70397 | 550 | 0
0.70603 | 551 | 0
0.71018 | 552 | 0
0.71021 | 553 | 0
0.71313 | 554 | 0
0.71489 | 555 | 0
0.71497 | 556 | 0
0.71562 | 557 | 0
0.71576 | 558 | 0
0.71583 | 559 | 0
0.71724 | 560 | 0
0.71835 | 561 | 0
0.72264 | 562 | 0
0.72539 | 563 | 0
0.72666 | 564 | 0
0.72732 | 565 | 0
0.73022 | 566 | 0
0.73232 | 567 | 0
0.73419 | 568 | 0
0.73474 | 569 | 0
0.7353 | 570 | 0
0.73638 | 571 | 0
0.73871 | 572 | 0
0.74001 | 573 | 0
0.7403 | 574 | 0
0.74295 | 575 | 0
0.74451 | 576 | 0
0.74499 | 577 | 0
0.74558 | 578 | 0
0.74579 | 579 | 0
0.75124 | 580 | 0
0.75171 | 581 | 0
0.75199 | 582 | 0
0.75345 | 583 | 0
0.75484 | 584 | 0
0.75667 | 585 | 0
0.75777 | 586 | 0
0.758 | 587 | 0
0.76524 | 588 | 0
0.76538 | 589 | 0
0.76572 | 590 | 0
0.76579 | 591 | 0
0.76626 | 592 | 0
0.76739 | 593 | 0
0.76853 | 594 | 0
0.76862 | 595 | 0
0.77343 | 596 | 0
0.77353 | 597 | 0
0.77538 | 598 | 0
0.78049 | 599 | 0
0.78168 | 600 | 0
0.7818 | 601 | 0
0.78774 | 602 | 0
0.7891 | 603 | 0
0.79022 | 604 | 0
0.79032 | 605 | 0
0.7906 | 606 | 0
0.79298 | 607 | 0
0.7936 | 608 | 0
0.79531 | 609 | 0
0.79567 | 610 | 0
0.79923 | 611 | 0
0.80306 | 612 | 0
0.80311 | 613 | 0
0.8041 | 614 | 0
0.80961 | 615 | 0
0.81369 | 616 | 0
0.81486 | 617 | 0
0.81524 | 618 | 0
0.8168 | 619 | 0
0.8174 | 620 | 0
0.81762 | 621 | 0
0.81776 | 622 | 0
0.82147 | 623 | 0
0.82438 | 624 | 0
0.82508 | 625 | 0
0.82524 | 626 | 0
0.82561 | 627 | 0
0.82607 | 628 | 0
0.82722 | 629 | 0
0.82764 | 630 | 0
0.82847 | 631 | 0
0.82987 | 632 | 0
0.83473 | 633 | 0
0.83484 | 634 | 0
0.83636 | 635 | 0
0.83668 | 636 | 0
0.83858 | 637 | 0
0.83875 | 638 | 0
0.84048 | 639 | 0
0.84605 | 640 | 0
0.84817 | 641 | 0
0.84817 | 642 | 0
0.84828 | 643 | 0
0.84851 | 644 | 0
0.84899 | 645 | 0
0.84988 | 646 | 0
0.85092 | 647 | 0
0.85159 | 648 | 0
0.85172 | 649 | 0
0.85665 | 650 | 0
0.85942 | 651 | 0
0.85956 | 652 | 0
0.86342 | 653 | 0
0.86394 | 654 | 0
0.86529 | 655 | 0
0.86555 | 656 | 0
0.86576 | 657 | 0
0.86669 | 658 | 0
0.86933 | 659 | 0
0.86974 | 660 | 0
0.86994 | 661 | 0
0.87037 | 662 | 0
0.87044 | 663 | 0
0.8727 | 664 | 0
0.87404 | 665 | 0
0.87646 | 666 | 0
0.87789 | 667 | 0
0.87795 | 668 | 0
0.87957 | 669 | 0
0.87993 | 670 | 0
0.88112 | 671 | 0
0.88184 | 672 | 0
0.88535 | 673 | 0
0.8857 | 674 | 0
0.8882 | 675 | 0
0.88914 | 676 | 0
0.88971 | 677 | 0
0.89194 | 678 | 0
0.89217 | 679 | 0
0.89929 | 680 | 0
0.89937 | 681 | 0
0.90155 | 682 | 0
0.90271 | 683 | 0
0.90335 | 684 | 0
0.90386 | 685 | 0
0.90387 | 686 | 0
0.9065 | 687 | 0
0.90656 | 688 | 0
0.90806 | 689 | 0
0.91189 | 690 | 0
0.91327 | 691 | 0
0.91357 | 692 | 0
0.91432 | 693 | 0
0.91481 | 694 | 0
0.91664 | 695 | 0
0.91904 | 696 | 0
0.91959 | 697 | 0
0.92397 | 698 | 0
0.925 | 699 | 0
0.92521 | 700 | 0
0.92798 | 701 | 0
0.93135 | 702 | 0
0.93429 | 703 | 0
0.93515 | 704 | 0
0.93551 | 705 | 0
0.93574 | 706 | 0
0.93594 | 707 | 0
0.93745 | 708 | 0
0.93768 | 709 | 0
0.93794 | 710 | 0
0.93825 | 711 | 0
0.94311 | 712 | 0
0.9436 | 713 | 0
0.94398 | 714 | 0
0.94464 | 715 | 0
0.94846 | 716 | 0
0.95069 | 717 | 0
0.95305 | 718 | 0
0.95395 | 719 | 0
0.9553 | 720 | 0
0.95575 | 721 | 0
0.95707 | 722 | 0
0.95845 | 723 | 0
0.95902 | 724 | 0
0.96059 | 725 | 0
0.96443 | 726 | 0
0.96508 | 727 | 0
0.96688 | 728 | 0
0.96848 | 729 | 0
0.97265 | 730 | 0
0.97292 | 731 | 0
0.97317 | 732 | 0
0.97352 | 733 | 0
0.97394 | 734 | 0
0.97441 | 735 | 0
0.9777 | 736 | 0
0.9782 | 737 | 0
0.98139 | 738 | 0
0.98176 | 739 | 0
0.98883 | 740 | 0
0.99016 | 741 | 0
0.99093 | 742 | 0
0.99168 | 743 | 0
0.99279 | 744 | 0
0.99326 | 745 | 0
0.99377 | 746 | 0
0.99774 | 747 | 0
0.99814 | 748 | 0
1.0011 | 749 | 0
1.0052 | 750 | 0
1.0094 | 751 | 0
1.0102 | 752 | 0
1.0105 | 753 | 0
1.0132 | 754 | 0
1.0136 | 755 | 0
1.0156 | 756 | 0
1.0172 | 757 | 0
1.0177 | 758 | 0
1.0185 | 759 | 0
1.0202 | 760 | 0
1.0205 | 761 | 0
1.0212 | 762 | 0
1.0222 | 763 | 0
1.0226 | 764 | 0
1.024 | 765 | 0
1.0245 | 766 | 0
1.0257 | 767 | 0
1.0287 | 768 | 0
1.0287 | 769 | 0
1.0306 | 770 | 0
1.0309 | 771 | 0
1.0334 | 772 | 0
1.0387 | 773 | 0
1.0401 | 774 | 0
1.0439 | 775 | 0
1.0468 | 776 | 0
1.0491 | 777 | 0
1.0504 | 778 | 0
1.0536 | 779 | 0
1.0555 | 780 | 0
1.0574 | 781 | 0
1.0582 | 782 | 0
1.0583 | 783 | 0
1.059 | 784 | 0
1.0627 | 785 | 0
1.0629 | 786 | 0
1.0655 | 787 | 0
1.0657 | 788 | 0
1.0659 | 789 | 0
1.0668 | 790 | 0
1.0676 | 791 | 0
1.0684 | 792 | 0
1.0701 | 793 | 0
1.0713 | 794 | 0
1.0723 | 795 | 0
1.0747 | 796 | 0
1.0762 | 797 | 0
1.078 | 798 | 0
1.079 | 799 | 0
1.0799 | 800 | 0
1.0807 | 801 | 0
1.081 | 802 | 0
1.0826 | 803 | 0
1.0839 | 804 | 0
1.0866 | 805 | 0
1.0873 | 806 | 0
1.0911 | 807 | 0
1.093 | 808 | 0
1.0947 | 809 | 0
1.0999 | 810 | 0
1.1016 | 811 | 0
1.1031 | 812 | 0
1.1037 | 813 | 0
1.106 | 814 | 0
1.1117 | 815 | 0
1.1123 | 816 | 0
1.1144 | 817 | 0
1.1167 | 818 | 0
1.1183 | 819 | 0
1.1216 | 820 | 0
1.1248 | 821 | 0
1.1287 | 822 | 0
1.1343 | 823 | 0
1.1374 | 824 | 0
1.1455 | 825 | 0
1.1458 | 826 | 0
1.1462 | 827 | 0
1.1492 | 828 | 0
1.1496 | 829 | 0
1.1515 | 830 | 0
1.1523 | 831 | 0
1.1532 | 832 | 0
1.1537 | 833 | 0
1.1543 | 834 | 0
1.1546 | 835 | 0
1.1575 | 836 | 0
1.1609 | 837 | 0
1.1618 | 838 | 0
1.1635 | 839 | 0
1.1635 | 840 | 0
1.1638 | 841 | 0
1.1664 | 842 | 0
1.1677 | 843 | 0
1.1679 | 844 | 0
1.1684 | 845 | 0
1.1688 | 846 | 0
1.1693 | 847 | 0
1.1719 | 848 | 0
1.1743 | 849 | 0
1.1752 | 850 | 0
1.1776 | 851 | 0
1.179 | 852 | 0
1.1799 | 853 | 0
1.18 | 854 | 0
1.1846 | 855 | 0
1.1853 | 856 | 0
1.1864 | 857 | 0
1.1867 | 858 | 0
1.1901 | 859 | 0
1.1917 | 860 | 0
1.1932 | 861 | 0
1.1932 | 862 | 0
1.1947 | 863 | 0
1.1963 | 864 | 0
1.1978 | 865 | 0
1.198 | 866 | 0
1.1985 | 867 | 0
1.1985 | 868 | 0
1.2021 | 869 | 0
1.2024 | 870 | 0
1.2024 | 871 | 0
1.2033 | 872 | 0
1.206 | 873 | 0
1.2062 | 874 | 0
1.207 | 875 | 0
1.207 | 876 | 0
1.2075 | 877 | 0
1.2085 | 878 | 0
1.2103 | 879 | 0
1.211 | 880 | 0
1.2133 | 881 | 0
1.2165 | 882 | 0
1.2189 | 883 | 0
1.2202 | 884 | 0
1.2203 | 885 | 0
1.2218 | 886 | 0
1.2225 | 887 | 0
1.224 | 888 | 0
1.2253 | 889 | 0
1.2265 | 890 | 0
1.2277 | 891 | 0
1.2286 | 892 | 0
1.2314 | 893 | 0
1.2329 | 894 | 0
1.2336 | 895 | 0
1.2363 | 896 | 0
1.2366 | 897 | 0
1.2382 | 898 | 0
1.239 | 899 | 0
1.2422 | 900 | 0
1.2426 | 901 | 0
1.247 | 902 | 0
1.247 | 903 | 0
1.2476 | 904 | 0
1.2495 | 905 | 0
1.2502 | 906 | 0
1.253 | 907 | 0
1.2552 | 908 | 0
1.2554 | 909 | 0
1.2554 | 910 | 0
1.2557 | 911 | 0
1.2563 | 912 | 0
1.2568 | 913 | 0
1.257 | 914 | 0
1.2594 | 915 | 0
1.2605 | 916 | 0
1.2654 | 917 | 0
1.2677 | 918 | 0
1.2733 | 919 | 0
1.2747 | 920 | 0
1.277 | 921 | 0
1.2784 | 922 | 0
1.2785 | 923 | 0
1.2796 | 924 | 0
1.2816 | 925 | 0
1.2847 | 926 | 0
1.2854 | 927 | 0
1.2857 | 928 | 0
1.2863 | 929 | 0
1.2866 | 930 | 0
1.2883 | 931 | 0
1.2896 | 932 | 0
1.29 | 933 | 0
1.2901 | 934 | 0
1.2903 | 935 | 0
1.2905 | 936 | 0
1.2967 | 937 | 0
1.2997 | 938 | 0
1.3024 | 939 | 0
1.3028 | 940 | 0
1.3037 | 941 | 0
1.3051 | 942 | 0
1.3054 | 943 | 0
1.3055 | 944 | 0
1.3059 | 945 | 0
1.3068 | 946 | 0
1.311 | 947 | 0
1.3116 | 948 | 0
1.312 | 949 | 0
1.3184 | 950 | 0
1.321 | 951 | 0
1.3214 | 952 | 0
1.3237 | 953 | 0
1.3248 | 954 | 0
1.3248 | 955 | 0
1.326 | 956 | 0
1.3267 | 957 | 0
1.3274 | 958 | 0
1.3278 | 959 | 0
1.329 | 960 | 0
1.3298 | 961 | 0
1.33 | 962 | 0
1.3303 | 963 | 0
1.3312 | 964 | 0
1.3343 | 965 | 0
1.336 | 966 | 0
1.3365 | 967 | 0
1.3394 | 968 | 0
1.3405 | 969 | 0
1.341 | 970 | 0
1.3415 | 971 | 0
1.3418 | 972 | 0
1.3463 | 973 | 0
1.3503 | 974 | 0
1.3506 | 975 | 0
1.3507 | 976 | 0
1.352 | 977 | 0
1.3521 | 978 | 0
1.3528 | 979 | 0
1.3535 | 980 | 0
1.3539 | 981 | 0
1.3544 | 982 | 0
1.3566 | 983 | 0
1.3587 | 984 | 0
1.3594 | 985 | 0
1.3599 | 986 | 0
1.3622 | 987 | 0
1.3632 | 988 | 0
1.3645 | 989 | 0
1.3666 | 990 | 0
1.3672 | 991 | 0
1.368 | 992 | 0
1.372 | 993 | 0
1.3733 | 994 | 0
1.3736 | 995 | 0
1.3749 | 996 | 0
1.3764 | 997 | 0
1.3779 | 998 | 0
1.3792 | 999 | 0
1.3802 | 1000 | 0
1.3805 | 1001 | 0
1.384 | 1002 | 0
1.3845 | 1003 | 0
1.3856 | 1004 | 0
1.3857 | 1005 | 0
1.3863 | 1006 | 0
1.3863 | 1007 | 0
1.3883 | 1008 | 0
1.391 | 1009 | 0
1.3921 | 1010 | 0
1.3948 | 1011 | 0
1.3954 | 1012 | 0
1.3954 | 1013 | 0
1.3955 | 1014 | 0
1.397 | 1015 | 0
1.3977 | 1016 | 0
1.3985 | 1017 | 0
1.3995 | 1018 | 0
1.4031 | 1019 | 0
1.4055 | 1020 | 0
1.4071 | 1021 | 0
1.4124 | 1022 | 0
1.4129 | 1023 | 0
1.4133 | 1024 | 0
1.4145 | 1025 | 0
1.4173 | 1026 | 0
1.4181 | 1027 | 0
1.4186 | 1028 | 0
1.4212 | 1029 | 0
1.4216 | 1030 | 0
1.4225 | 1031 | 0
1.4234 | 1032 | 0
1.4234 | 1033 | 0
1.4243 | 1034 | 0
1.4266 | 1035 | 0
1.4296 | 1036 | 0
1.4316 | 1037 | 0
1.4322 | 1038 | 0
1.4332 | 1039 | 0
1.4347 | 1040 | 0
1.4352 | 1041 | 0
1.4385 | 1042 | 0
1.4389 | 1043 | 0
1.4418 | 1044 | 0
1.4455 | 1045 | 0
1.4465 | 1046 | 0
1.4467 | 1047 | 0
1.4468 | 1048 | 0
1.4479 | 1049 | 0
1.4504 | 1050 | 0
1.4506 | 1051 | 0
1.4511 | 1052 | 0
1.4525 | 1053 | 0
1.4534 | 1054 | 0
1.4544 | 1055 | 0
1.4563 | 1056 | 0
1.4573 | 1057 | 0
1.4579 | 1058 | 0
1.4586 | 1059 | 0
1.4613 | 1060 | 0
1.4622 | 1061 | 0
1.4634 | 1062 | 0
1.4643 | 1063 | 0
1.4671 | 1064 | 0
1.4675 | 1065 | 0
1.4678 | 1066 | 0
1.4682 | 1067 | 0
1.4682 | 1068 | 0
1.4698 | 1069 | 0
1.4758 | 1070 | 0
1.4769 | 1071 | 0
1.4789 | 1072 | 0
1.4818 | 1073 | 0
1.4825 | 1074 | 0
1.4832 | 1075 | 0
1.4841 | 1076 | 0
1.4842 | 1077 | 0
1.4862 | 1078 | 0
1.4864 | 1079 | 0
1.4864 | 1080 | 0
1.4879 | 1081 | 0
1.4881 | 1082 | 0
1.4882 | 1083 | 0
1.4886 | 1084 | 0
1.49 | 1085 | 0
1.4902 | 1086 | 0
1.4902 | 1087 | 0
1.4921 | 1088 | 0
1.4942 | 1089 | 0
1.4965 | 1090 | 0
1.4994 | 1091 | 0
1.5 | 1092 | 0
1.5009 | 1093 | 0
1.502 | 1094 | 0
1.5024 | 1095 | 0
1.5043 | 1096 | 0
1.5055 | 1097 | 0
1.5066 | 1098 | 0
1.507 | 1099 | 0
1.5092 | 1100 | 0
1.5096 | 1101 | 0
1.5104 | 1102 | 0
1.5106 | 1103 | 0
1.511 | 1104 | 0
1.511 | 1105 | 0
1.5112 | 1106 | 0
1.5172 | 1107 | 0
1.5177 | 1108 | 0
1.5181 | 1109 | 0
1.5185 | 1110 | 0
1.5195 | 1111 | 0
1.5223 | 1112 | 0
1.5251 | 1113 | 0
1.527 | 1114 | 0
1.527 | 1115 | 0
1.5271 | 1116 | 0
1.5291 | 1117 | 0
1.5305 | 1118 | 0
1.531 | 1119 | 0
1.5322 | 1120 | 0
1.5342 | 1121 | 0
1.5344 | 1122 | 0
1.5387 | 1123 | 0
1.539 | 1124 | 0
1.5394 | 1125 | 0
1.5404 | 1126 | 0
1.5408 | 1127 | 0
1.5439 | 1128 | 0
1.5444 | 1129 | 0
1.546 | 1130 | 0
1.5471 | 1131 | 0
1.5492 | 1132 | 0
1.5493 | 1133 | 0
1.5512 | 1134 | 0
1.5536 | 1135 | 0
1.5576 | 1136 | 0
1.5583 | 1137 | 0
1.5585 | 1138 | 0
1.5591 | 1139 | 0
1.561 | 1140 | 0
1.5633 | 1141 | 0
1.5666 | 1142 | 0
1.5667 | 1143 | 0
1.5695 | 1144 | 0
1.5704 | 1145 | 0
1.5715 | 1146 | 0
1.5733 | 1147 | 0
1.5739 | 1148 | 0
1.5746 | 1149 | 0
1.5746 | 1150 | 0
1.5748 | 1151 | 0
1.5783 | 1152 | 0
1.5792 | 1153 | 0
1.5802 | 1154 | 0
1.5839 | 1155 | 0
1.589 | 1156 | 0
1.5912 | 1157 | 0
1.5916 | 1158 | 0
1.5932 | 1159 | 0
1.5936 | 1160 | 0
1.5986 | 1161 | 0
1.5989 | 1162 | 0
1.6016 | 1163 | 0
1.6028 | 1164 | 0
1.604 | 1165 | 0
1.6078 | 1166 | 0
1.6135 | 1167 | 0
1.6153 | 1168 | 0
1.6182 | 1169 | 0
1.6195 | 1170 | 0
1.6198 | 1171 | 0
1.6217 | 1172 | 0
1.6245 | 1173 | 0
1.6255 | 1174 | 0
1.6257 | 1175 | 0
1.6259 | 1176 | 0
1.6304 | 1177 | 0
1.6311 | 1178 | 0
1.6326 | 1179 | 0
1.6351 | 1180 | 0
1.6366 | 1181 | 0
1.637 | 1182 | 0
1.637 | 1183 | 0
1.6373 | 1184 | 0
1.6378 | 1185 | 0
1.639 | 1186 | 0
1.6398 | 1187 | 0
1.6403 | 1188 | 0
1.6424 | 1189 | 0
1.644 | 1190 | 0
1.6444 | 1191 | 0
1.6478 | 1192 | 0
1.6489 | 1193 | 0
1.6513 | 1194 | 0
1.6521 | 1195 | 0
1.6529 | 1196 | 0
1.6533 | 1197 | 0
1.6537 | 1198 | 0
1.6564 | 1199 | 0
1.6565 | 1200 | 0
1.6585 | 1201 | 0
1.6586 | 1202 | 0
1.6627 | 1203 | 0
1.6637 | 1204 | 0
1.6694 | 1205 | 0
1.6714 | 1206 | 0
1.6744 | 1207 | 0
1.6767 | 1208 | 0
1.6774 | 1209 | 0
1.6781 | 1210 | 0
1.6802 | 1211 | 0
1.6804 | 1212 | 0
1.6824 | 1213 | 0
1.6854 | 1214 | 0
1.6908 | 1215 | 0
1.6922 | 1216 | 0
1.6938 | 1217 | 0
1.6949 | 1218 | 0
1.6952 | 1219 | 0
1.6971 | 1220 | 0
1.6984 | 1221 | 0
1.6988 | 1222 | 0
1.6994 | 1223 | 0
1.702 | 1224 | 0
1.7031 | 1225 | 0
1.7046 | 1226 | 0
1.705 | 1227 | 0
1.7054 | 1228 | 0
1.7075 | 1229 | 0
1.7094 | 1230 | 0
1.71 | 1231 | 0
1.7116 | 1232 | 0
1.7118 | 1233 | 0
1.7141 | 1234 | 0
1.7158 | 1235 | 0
1.7165 | 1236 | 0
1.7169 | 1237 | 0
1.7173 | 1238 | 0
1.718 | 1239 | 0
1.7214 | 1240 | 0
1.7231 | 1241 | 0
1.7246 | 1242 | 0
1.7249 | 1243 | 0
1.7255 | 1244 | 0
1.7265 | 1245 | 0
1.7267 | 1246 | 0
1.7281 | 1247 | 0
1.7292 | 1248 | 0
1.7301 | 1249 | 0
1.7305 | 1250 | 0
1.7309 | 1251 | 0
1.7312 | 1252 | 0
1.7328 | 1253 | 0
1.7331 | 1254 | 0
1.7332 | 1255 | 0
1.7334 | 1256 | 0
1.738 | 1257 | 0
1.7397 | 1258 | 0
1.7441 | 1259 | 0
1.7443 | 1260 | 0
1.7443 | 1261 | 0
1.7444 | 1262 | 0
1.7472 | 1263 | 0
1.7483 | 1264 | 0
1.7484 | 1265 | 0
1.75 | 1266 | 0
1.7534 | 1267 | 0
1.7544 | 1268 | 0
1.7548 | 1269 | 0
1.755 | 1270 | 0
1.7569 | 1271 | 0
1.7593 | 1272 | 0
1.7606 | 1273 | 0
1.7607 | 1274 | 0
1.7608 | 1275 | 0
1.7611 | 1276 | 0
1.7613 | 1277 | 0
1.7633 | 1278 | 0
1.7673 | 1279 | 0
1.7674 | 1280 | 0
1.7677 | 1281 | 0
1.7688 | 1282 | 0
1.7697 | 1283 | 0
1.7704 | 1284 | 0
1.7705 | 1285 | 0
1.7748 | 1286 | 0
1.7752 | 1287 | 0
1.7767 | 1288 | 0
1.7774 | 1289 | 0
1.7793 | 1290 | 0
1.7798 | 1291 | 0
1.7809 | 1292 | 0
1.7848 | 1293 | 0
1.7867 | 1294 | 0
1.7876 | 1295 | 0
1.7896 | 1296 | 0
1.7909 | 1297 | 0
1.7932 | 1298 | 0
1.7936 | 1299 | 0
1.7939 | 1300 | 0
1.7966 | 1301 | 0
1.7989 | 1302 | 0
1.7992 | 1303 | 0
1.8004 | 1304 | 0
1.8037 | 1305 | 0
1.8039 | 1306 | 0
1.8044 | 1307 | 0
1.8075 | 1308 | 0
1.8088 | 1309 | 0
1.8095 | 1310 | 0
1.8118 | 1311 | 0
1.8141 | 1312 | 0
1.8144 | 1313 | 0
1.8176 | 1314 | 0
1.8179 | 1315 | 0
1.819 | 1316 | 0
1.8191 | 1317 | 0
1.8196 | 1318 | 0
1.82 | 1319 | 0
1.8244 | 1320 | 0
1.8249 | 1321 | 0
1.8258 | 1322 | 0
1.8299 | 1323 | 0
1.8302 | 1324 | 0
1.8312 | 1325 | 0
1.8344 | 1326 | 0
1.8356 | 1327 | 0
1.8359 | 1328 | 0
1.8368 | 1329 | 0
1.8371 | 1330 | 0
1.8379 | 1331 | 0
1.8389 | 1332 | 0
1.8402 | 1333 | 0
1.8445 | 1334 | 0
1.8465 | 1335 | 0
1.8469 | 1336 | 0
1.8483 | 1337 | 0
1.8486 | 1338 | 0
1.8491 | 1339 | 0
1.8496 | 1340 | 0
1.8517 | 1341 | 0
1.8519 | 1342 | 0
1.8533 | 1343 | 0
1.8536 | 1344 | 0
1.8571 | 1345 | 0
1.8572 | 1346 | 0
1.8596 | 1347 | 0
1.86 | 1348 | 0
1.8619 | 1349 | 0
1.8639 | 1350 | 0
1.868 | 1351 | 0
1.8682 | 1352 | 0
1.8684 | 1353 | 0
1.8692 | 1354 | 0
1.872 | 1355 | 0
1.8728 | 1356 | 0
1.8748 | 1357 | 0
1.8772 | 1358 | 0
1.8779 | 1359 | 0
1.88 | 1360 | 0
1.8837 | 1361 | 0
1.8842 | 1362 | 0
1.8844 | 1363 | 0
1.8845 | 1364 | 0
1.887 | 1365 | 0
1.8871 | 1366 | 0
1.8883 | 1367 | 0
1.8884 | 1368 | 0
1.8898 | 1369 | 0
1.8905 | 1370 | 0
1.8911 | 1371 | 0
1.8924 | 1372 | 0
1.8934 | 1373 | 0
1.8977 | 1374 | 0
1.9 | 1375 | 0
1.9013 | 1376 | 0
1.9021 | 1377 | 0
1.9022 | 1378 | 0
1.9032 | 1379 | 0
1.9082 | 1380 | 0
1.9082 | 1381 | 0
1.9099 | 1382 | 0
1.9121 | 1383 | 0
1.9151 | 1384 | 0
1.9155 | 1385 | 0
1.9163 | 1386 | 0
1.9174 | 1387 | 0
1.9178 | 1388 | 0
1.9186 | 1389 | 0
1.9242 | 1390 | 0
1.9264 | 1391 | 0
1.9273 | 1392 | 0
1.9273 | 1393 | 0
1.9285 | 1394 | 0
1.9288 | 1395 | 0
1.929 | 1396 | 0
1.929 | 1397 | 0
1.9292 | 1398 | 0
1.9318 | 1399 | 0
1.9339 | 1400 | 0
1.9341 | 1401 | 0
1.9361 | 1402 | 0
1.9377 | 1403 | 0
1.9402 | 1404 | 0
1.9402 | 1405 | 0
1.9407 | 1406 | 0
1.943 | 1407 | 0
1.9441 | 1408 | 0
1.945 | 1409 | 0
1.9462 | 1410 | 0
1.947 | 1411 | 0
1.9508 | 1412 | 0
1.951 | 1413 | 0
1.9549 | 1414 | 0
1.9554 | 1415 | 0
1.9556 | 1416 | 0
1.9583 | 1417 | 0
1.96 | 1418 | 0
1.9602 | 1419 | 0
1.9616 | 1420 | 0
1.9619 | 1421 | 0
1.9637 | 1422 | 0
1.9642 | 1423 | 0
1.9643 | 1424 | 0
1.9648 | 1425 | 0
1.9665 | 1426 | 0
1.9674 | 1427 | 0
1.9694 | 1428 | 0
1.9705 | 1429 | 0
1.9706 | 1430 | 0
1.9712 | 1431 | 0
1.9726 | 1432 | 0
1.9731 | 1433 | 0
1.9743 | 1434 | 0
1.9791 | 1435 | 0
1.9795 | 1436 | 0
1.9804 | 1437 | 0
1.984 | 1438 | 0
1.9864 | 1439 | 0
1.9889 | 1440 | 0
1.9889 | 1441 | 0
1.989 | 1442 | 0
1.9903 | 1443 | 0
1.9906 | 1444 | 0
1.9924 | 1445 | 0
1.993 | 1446 | 0
1.9938 | 1447 | 0
1.994 | 1448 | 0
1.995 | 1449 | 0
1.9954 | 1450 | 0
1.9965 | 1451 | 0
1.9999 | 1452 | 0
2.0024 | 1453 | 0
2.0069 | 1454 | 0
2.0079 | 1455 | 0
2.01 | 1456 | 0
2.0112 | 1457 | 0
2.012 | 1458 | 0
2.0121 | 1459 | 0
2.0127 | 1460 | 0
2.0136 | 1461 | 0
2.0139 | 1462 | 0
2.016 | 1463 | 0
2.0174 | 1464 | 0
2.0186 | 1465 | 0
2.0194 | 1466 | 0
2.0202 | 1467 | 0
2.0206 | 1468 | 0
2.0209 | 1469 | 0
2.0243 | 1470 | 0
2.0249 | 1471 | 0
2.0264 | 1472 | 0
2.0282 | 1473 | 0
2.031 | 1474 | 0
2.034 | 1475 | 0
2.0348 | 1476 | 0
2.0351 | 1477 | 0
2.036 | 1478 | 0
2.0375 | 1479 | 0
2.0377 | 1480 | 0
2.0388 | 1481 | 0
2.04 | 1482 | 0
2.041 | 1483 | 0
2.0434 | 1484 | 0
2.0457 | 1485 | 0
2.0471 | 1486 | 0
2.049 | 1487 | 0
2.0563 | 1488 | 0
2.0572 | 1489 | 0
2.0579 | 1490 | 0
2.0618 | 1491 | 0
2.0649 | 1492 | 0
2.0682 | 1493 | 0
2.0693 | 1494 | 0
2.07 | 1495 | 0
2.0721 | 1496 | 0
2.0733 | 1497 | 0
2.0742 | 1498 | 0
2.0765 | 1499 | 0
2.0772 | 1500 | 0
2.08 | 1501 | 0
2.0803 | 1502 | 0
2.085 | 1503 | 0
2.0881 | 1504 | 0
2.0891 | 1505 | 0
2.0895 | 1506 | 0
2.0914 | 1507 | 0
2.0915 | 1508 | 0
2.0935 | 1509 | 0
2.0949 | 1510 | 0
2.0961 | 1511 | 0
2.0978 | 1512 | 0
2.0981 | 1513 | 0
2.1005 | 1514 | 0
2.1006 | 1515 | 0
2.1054 | 1516 | 0
2.1079 | 1517 | 0
2.1083 | 1518 | 0
2.1083 | 1519 | 0
2.1087 | 1520 | 0
2.1094 | 1521 | 0
2.1099 | 1522 | 0
2.1114 | 1523 | 0
2.1191 | 1524 | 0
2.1195 | 1525 | 0
2.1195 | 1526 | 0
2.1201 | 1527 | 0
2.1215 | 1528 | 0
2.1222 | 1529 | 0
2.1224 | 1530 | 0
2.1226 | 1531 | 0
2.1227 | 1532 | 0
2.1237 | 1533 | 0
2.1257 | 1534 | 0
2.1262 | 1535 | 0
2.1264 | 1536 | 0
2.1265 | 1537 | 0
2.1278 | 1538 | 0
2.1286 | 1539 | 0
2.129 | 1540 | 0
2.1294 | 1541 | 0
2.1306 | 1542 | 0
2.134 | 1543 | 0
2.1361 | 1544 | 0
2.1372 | 1545 | 0
2.1378 | 1546 | 0
2.1388 | 1547 | 0
2.1432 | 1548 | 0
2.1439 | 1549 | 0
2.1449 | 1550 | 0
2.1452 | 1551 | 0
2.1478 | 1552 | 0
2.1511 | 1553 | 0
2.1517 | 1554 | 0
2.1523 | 1555 | 0
2.154 | 1556 | 0
2.1541 | 1557 | 0
2.1541 | 1558 | 0
2.1549 | 1559 | 0
2.1572 | 1560 | 0
2.1584 | 1561 | 0
2.1585 | 1562 | 0
2.1589 | 1563 | 0
2.1603 | 1564 | 0
2.1606 | 1565 | 0
2.1612 | 1566 | 0
2.1628 | 1567 | 0
2.1637 | 1568 | 0
2.1652 | 1569 | 0
2.1671 | 1570 | 0
2.1689 | 1571 | 0
2.1702 | 1572 | 0
2.1723 | 1573 | 0
2.1723 | 1574 | 0
2.1734 | 1575 | 0
2.1746 | 1576 | 0
2.1757 | 1577 | 0
2.1772 | 1578 | 0
2.1778 | 1579 | 0
2.1778 | 1580 | 0
2.178 | 1581 | 0
2.1786 | 1582 | 0
2.1797 | 1583 | 0
2.1806 | 1584 | 0
2.1845 | 1585 | 0
2.1864 | 1586 | 0
2.1867 | 1587 | 0
2.1882 | 1588 | 0
2.1903 | 1589 | 0
2.1952 | 1590 | 0
2.1964 | 1591 | 0
2.1972 | 1592 | 0
2.1997 | 1593 | 0
2.2013 | 1594 | 0
2.2019 | 1595 | 0
2.2026 | 1596 | 0
2.2027 | 1597 | 0
2.2052 | 1598 | 0
2.2077 | 1599 | 0
2.2092 | 1600 | 0
2.2115 | 1601 | 0
2.2123 | 1602 | 0
2.2127 | 1603 | 0
2.2129 | 1604 | 0
2.2135 | 1605 | 0
2.2141 | 1606 | 0
2.2158 | 1607 | 0
2.2197 | 1608 | 0
2.2197 | 1609 | 0
2.2201 | 1610 | 0
2.2213 | 1611 | 0
2.2228 | 1612 | 0
2.2249 | 1613 | 0
2.2266 | 1614 | 0
2.2272 | 1615 | 0
2.2276 | 1616 | 0
2.2281 | 1617 | 0
2.2308 | 1618 | 0
2.231 | 1619 | 0
2.2313 | 1620 | 0
2.2327 | 1621 | 0
2.2349 | 1622 | 0
2.2369 | 1623 | 0
2.239 | 1624 | 0
2.2392 | 1625 | 0
2.2394 | 1626 | 0
2.2436 | 1627 | 0
2.2444 | 1628 | 0
2.2458 | 1629 | 0
2.2527 | 1630 | 0
2.2535 | 1631 | 0
2.2573 | 1632 | 0
2.2575 | 1633 | 0
2.2584 | 1634 | 0
2.2587 | 1635 | 0
2.2595 | 1636 | 0
2.26 | 1637 | 0
2.2604 | 1638 | 0
2.2611 | 1639 | 0
2.2625 | 1640 | 0
2.2674 | 1641 | 0
2.27 | 1642 | 0
2.2728 | 1643 | 0
2.2741 | 1644 | 0
2.2748 | 1645 | 0
2.2754 | 1646 | 0
2.2791 | 1647 | 0
2.2809 | 1648 | 0
2.2817 | 1649 | 0
2.2818 | 1650 | 0
2.2867 | 1651 | 0
2.2868 | 1652 | 0
2.287 | 1653 | 0
2.2874 | 1654 | 0
2.2911 | 1655 | 0
2.2921 | 1656 | 0
2.2943 | 1657 | 0
2.295 | 1658 | 0
2.2994 | 1659 | 0
2.3033 | 1660 | 0
2.3059 | 1661 | 0
2.3059 | 1662 | 0
2.3063 | 1663 | 0
2.3078 | 1664 | 0
2.3078 | 1665 | 0
2.308 | 1666 | 0
2.3081 | 1667 | 0
2.3085 | 1668 | 0
2.3087 | 1669 | 0
2.3095 | 1670 | 0
2.3099 | 1671 | 0
2.3122 | 1672 | 0
2.3141 | 1673 | 0
2.3154 | 1674 | 0
2.3165 | 1675 | 0
2.3169 | 1676 | 0
2.3185 | 1677 | 0
2.3185 | 1678 | 0
2.3192 | 1679 | 0
2.3203 | 1680 | 0
2.3208 | 1681 | 0
2.321 | 1682 | 0
2.3242 | 1683 | 0
2.3244 | 1684 | 0
2.328 | 1685 | 0
2.3298 | 1686 | 0
2.3312 | 1687 | 0
2.3331 | 1688 | 0
2.3332 | 1689 | 0
2.3352 | 1690 | 0
2.3356 | 1691 | 0
2.3369 | 1692 | 0
2.3382 | 1693 | 0
2.3388 | 1694 | 0
2.3407 | 1695 | 0
2.3409 | 1696 | 0
2.3426 | 1697 | 0
2.3429 | 1698 | 0
2.3431 | 1699 | 0
2.3451 | 1700 | 0
2.3451 | 1701 | 0
2.3458 | 1702 | 0
2.3467 | 1703 | 0
2.3476 | 1704 | 0
2.3521 | 1705 | 0
2.3527 | 1706 | 0
2.3533 | 1707 | 0
2.3534 | 1708 | 0
2.3535 | 1709 | 0
2.3538 | 1710 | 0
2.3571 | 1711 | 0
2.3582 | 1712 | 0
2.3607 | 1713 | 0
2.3616 | 1714 | 0
2.3634 | 1715 | 0
2.3682 | 1716 | 0
2.3695 | 1717 | 0
2.3714 | 1718 | 0
2.3718 | 1719 | 0
2.3719 | 1720 | 0
2.3778 | 1721 | 0
2.3778 | 1722 | 0
2.3785 | 1723 | 0
2.3786 | 1724 | 0
2.3789 | 1725 | 0
2.379 | 1726 | 0
2.3792 | 1727 | 0
2.3793 | 1728 | 0
2.3821 | 1729 | 0
2.3823 | 1730 | 0
2.384 | 1731 | 0
2.3843 | 1732 | 0
2.3864 | 1733 | 0
2.3868 | 1734 | 0
2.3915 | 1735 | 0
2.3915 | 1736 | 0
2.3918 | 1737 | 0
2.3936 | 1738 | 0
2.3947 | 1739 | 0
2.3984 | 1740 | 0
2.3998 | 1741 | 0
2.4001 | 1742 | 0
2.4012 | 1743 | 0
2.4022 | 1744 | 0
2.4037 | 1745 | 0
2.4047 | 1746 | 0
2.4061 | 1747 | 0
2.4062 | 1748 | 0
2.4079 | 1749 | 0
2.4089 | 1750 | 0
2.4097 | 1751 | 0
2.4118 | 1752 | 0
2.4125 | 1753 | 0
2.4131 | 1754 | 0
2.4175 | 1755 | 0
2.4179 | 1756 | 0
2.4187 | 1757 | 0
2.4198 | 1758 | 0
2.4205 | 1759 | 0
2.4206 | 1760 | 0
2.4237 | 1761 | 0
2.4263 | 1762 | 0
2.4289 | 1763 | 0
2.4293 | 1764 | 0
2.43 | 1765 | 0
2.4322 | 1766 | 0
2.4351 | 1767 | 0
2.4352 | 1768 | 0
2.437 | 1769 | 0
2.4372 | 1770 | 0
2.442 | 1771 | 0
2.4421 | 1772 | 0
2.4439 | 1773 | 0
2.446 | 1774 | 0
2.4489 | 1775 | 0
2.4504 | 1776 | 0
2.4508 | 1777 | 0
2.4553 | 1778 | 0
2.4559 | 1779 | 0
2.4571 | 1780 | 0
2.4595 | 1781 | 0
2.4611 | 1782 | 0
2.4626 | 1783 | 0
2.4629 | 1784 | 0
2.4632 | 1785 | 0
2.4647 | 1786 | 0
2.4653 | 1787 | 0
2.4656 | 1788 | 0
2.4657 | 1789 | 0
2.4658 | 1790 | 0
2.4719 | 1791 | 0
2.4719 | 1792 | 0
2.4784 | 1793 | 0
2.4816 | 1794 | 0
2.4825 | 1795 | 0
2.489 | 1796 | 0
2.4904 | 1797 | 0
2.4925 | 1798 | 0
2.4926 | 1799 | 0
2.5004 | 1800 | 0
2.5004 | 1801 | 0
2.5009 | 1802 | 0
2.5043 | 1803 | 0
2.506 | 1804 | 0
2.5086 | 1805 | 0
2.5089 | 1806 | 0
2.5092 | 1807 | 0
2.5101 | 1808 | 0
2.5108 | 1809 | 0
2.5111 | 1810 | 0
2.5141 | 1811 | 0
2.5176 | 1812 | 0
2.518 | 1813 | 0
2.5195 | 1814 | 0
2.5205 | 1815 | 0
2.523 | 1816 | 0
2.5238 | 1817 | 0
2.5247 | 1818 | 0
2.5265 | 1819 | 0
2.5311 | 1820 | 0
2.533 | 1821 | 0
2.5343 | 1822 | 0
2.5374 | 1823 | 0
2.5402 | 1824 | 0
2.5421 | 1825 | 0
2.5428 | 1826 | 0
2.5439 | 1827 | 0
2.5493 | 1828 | 0
2.5502 | 1829 | 0
2.5509 | 1830 | 0
2.5519 | 1831 | 0
2.554 | 1832 | 0
2.5556 | 1833 | 0
2.5574 | 1834 | 0
2.5592 | 1835 | 0
2.5595 | 1836 | 0
2.5601 | 1837 | 0
2.5602 | 1838 | 0
2.561 | 1839 | 0
2.5656 | 1840 | 0
2.5659 | 1841 | 0
2.5659 | 1842 | 0
2.5662 | 1843 | 0
2.5687 | 1844 | 0
2.5701 | 1845 | 0
2.5723 | 1846 | 0
2.5738 | 1847 | 0
2.5771 | 1848 | 0
2.5815 | 1849 | 0
2.5817 | 1850 | 0
2.5879 | 1851 | 0
2.5885 | 1852 | 0
2.5885 | 1853 | 0
2.5889 | 1854 | 0
2.5889 | 1855 | 0
2.5896 | 1856 | 0
2.5912 | 1857 | 0
2.5934 | 1858 | 0
2.5938 | 1859 | 0
2.5964 | 1860 | 0
2.5966 | 1861 | 0
2.5991 | 1862 | 0
2.603 | 1863 | 0
2.6035 | 1864 | 0
2.6037 | 1865 | 0
2.6043 | 1866 | 0
2.6043 | 1867 | 0
2.6044 | 1868 | 0
2.6046 | 1869 | 0
2.6051 | 1870 | 0
2.6061 | 1871 | 0
2.612 | 1872 | 0
2.6121 | 1873 | 0
2.6133 | 1874 | 0
2.6156 | 1875 | 0
2.6159 | 1876 | 0
2.6159 | 1877 | 0
2.6162 | 1878 | 0
2.6191 | 1879 | 0
2.6241 | 1880 | 0
2.6249 | 1881 | 0
2.6253 | 1882 | 0
2.6296 | 1883 | 0
2.63 | 1884 | 0
2.6306 | 1885 | 0
2.6309 | 1886 | 0
2.6329 | 1887 | 0
2.6341 | 1888 | 0
2.6356 | 1889 | 0
2.6365 | 1890 | 0
2.6394 | 1891 | 0
2.6395 | 1892 | 0
2.641 | 1893 | 0
2.6413 | 1894 | 0
2.6427 | 1895 | 0
2.6438 | 1896 | 0
2.6438 | 1897 | 0
2.6445 | 1898 | 0
2.6453 | 1899 | 0
2.6479 | 1900 | 0
2.6484 | 1901 | 0
2.6486 | 1902 | 0
2.6491 | 1903 | 0
2.6497 | 1904 | 0
2.6499 | 1905 | 0
2.6508 | 1906 | 0
2.6539 | 1907 | 0
2.6546 | 1908 | 0
2.6551 | 1909 | 0
2.6579 | 1910 | 0
2.6582 | 1911 | 0
2.6582 | 1912 | 0
2.6599 | 1913 | 0
2.6602 | 1914 | 0
2.6614 | 1915 | 0
2.6632 | 1916 | 0
2.6633 | 1917 | 0
2.6657 | 1918 | 0
2.6677 | 1919 | 0
2.668 | 1920 | 0
2.6695 | 1921 | 0
2.6696 | 1922 | 0
2.6702 | 1923 | 0
2.6729 | 1924 | 0
2.6738 | 1925 | 0
2.6742 | 1926 | 0
2.6743 | 1927 | 0
2.6744 | 1928 | 0
2.6754 | 1929 | 0
2.6763 | 1930 | 0
2.6765 | 1931 | 0
2.6786 | 1932 | 0
2.6854 | 1933 | 0
2.6868 | 1934 | 0
2.6877 | 1935 | 0
2.6886 | 1936 | 0
2.689 | 1937 | 0
2.6905 | 1938 | 0
2.695 | 1939 | 0
2.6965 | 1940 | 0
2.6981 | 1941 | 0
2.7014 | 1942 | 0
2.7044 | 1943 | 0
2.7088 | 1944 | 0
2.7092 | 1945 | 0
2.71 | 1946 | 0
2.7154 | 1947 | 0
2.7157 | 1948 | 0
2.7179 | 1949 | 0
2.7205 | 1950 | 0
2.7229 | 1951 | 0
2.7232 | 1952 | 0
2.7234 | 1953 | 0
2.7239 | 1954 | 0
2.7243 | 1955 | 0
2.7273 | 1956 | 0
2.7275 | 1957 | 0
2.7276 | 1958 | 0
2.7337 | 1959 | 0
2.734 | 1960 | 0
2.7346 | 1961 | 0
2.7356 | 1962 | 0
2.7368 | 1963 | 0
2.7382 | 1964 | 0
2.7385 | 1965 | 0
2.7386 | 1966 | 0
2.7395 | 1967 | 0
2.7463 | 1968 | 0
2.7467 | 1969 | 0
2.75 | 1970 | 0
2.7534 | 1971 | 0
2.7548 | 1972 | 0
2.7581 | 1973 | 0
2.7616 | 1974 | 0
2.7621 | 1975 | 0
2.7624 | 1976 | 0
2.7625 | 1977 | 0
2.7628 | 1978 | 0
2.765 | 1979 | 0
2.766 | 1980 | 0
2.7701 | 1981 | 0
2.772 | 1982 | 0
2.7764 | 1983 | 0
2.7774 | 1984 | 0
2.7797 | 1985 | 0
2.7815 | 1986 | 0
2.7826 | 1987 | 0
2.7847 | 1988 | 0
2.7873 | 1989 | 0
2.7884 | 1990 | 0
2.7922 | 1991 | 0
2.7933 | 1992 | 0
2.7936 | 1993 | 0
2.7958 | 1994 | 0
2.7959 | 1995 | 0
2.796 | 1996 | 0
2.7989 | 1997 | 0
2.7992 | 1998 | 0
2.8033 | 1999 | 0
2.804 | 2000 | 0
2.8049 | 2001 | 0
2.8084 | 2002 | 0
2.8085 | 2003 | 0
2.8106 | 2004 | 0
2.8133 | 2005 | 0
2.8134 | 2006 | 0
2.8149 | 2007 | 0
2.8212 | 2008 | 0
2.8229 | 2009 | 0
2.8245 | 2010 | 0
2.8271 | 2011 | 0
2.8284 | 2012 | 0
2.8292 | 2013 | 0
2.8297 | 2014 | 0
2.8306 | 2015 | 0
2.8309 | 2016 | 0
2.8315 | 2017 | 0
2.833 | 2018 | 0
2.8331 | 2019 | 0
2.8355 | 2020 | 0
2.8363 | 2021 | 0
2.8386 | 2022 | 0
2.8399 | 2023 | 0
2.8408 | 2024 | 0
2.8422 | 2025 | 0
2.8424 | 2026 | 0
2.8442 | 2027 | 0
2.8449 | 2028 | 0
2.8475 | 2029 | 0
2.8487 | 2030 | 0
2.851 | 2031 | 0
2.8513 | 2032 | 0
2.8514 | 2033 | 0
2.853 | 2034 | 0
2.8542 | 2035 | 0
2.8612 | 2036 | 0
2.8622 | 2037 | 0
2.8636 | 2038 | 0
2.8636 | 2039 | 0
2.8639 | 2040 | 0
2.8674 | 2041 | 0
2.8689 | 2042 | 0
2.8707 | 2043 | 0
2.8718 | 2044 | 0
2.8724 | 2045 | 0
2.873 | 2046 | 0
2.8742 | 2047 | 0
2.8751 | 2048 | 0
2.8766 | 2049 | 0
2.8772 | 2050 | 0
2.8779 | 2051 | 0
2.8813 | 2052 | 0
2.8829 | 2053 | 0
2.8864 | 2054 | 0
2.8885 | 2055 | 0
2.8887 | 2056 | 0
2.8954 | 2057 | 0
2.8959 | 2058 | 0
2.8965 | 2059 | 0
2.8969 | 2060 | 0
2.8969 | 2061 | 0
2.8973 | 2062 | 0
2.9015 | 2063 | 0
2.9017 | 2064 | 0
2.9027 | 2065 | 0
2.9029 | 2066 | 0
2.9032 | 2067 | 0
2.9075 | 2068 | 0
2.9086 | 2069 | 0
2.9101 | 2070 | 0
2.9105 | 2071 | 0
2.9131 | 2072 | 0
2.9136 | 2073 | 0
2.9146 | 2074 | 0
2.9154 | 2075 | 0
2.9161 | 2076 | 0
2.9165 | 2077 | 0
2.9166 | 2078 | 0
2.9172 | 2079 | 0
2.9181 | 2080 | 0
2.9195 | 2081 | 0
2.9195 | 2082 | 0
2.9212 | 2083 | 0
2.9219 | 2084 | 0
2.9228 | 2085 | 0
2.9233 | 2086 | 0
2.9236 | 2087 | 0
2.9237 | 2088 | 0
2.9266 | 2089 | 0
2.9321 | 2090 | 0
2.9329 | 2091 | 0
2.9336 | 2092 | 0
2.9338 | 2093 | 0
2.9393 | 2094 | 0
2.9406 | 2095 | 0
2.9407 | 2096 | 0
2.942 | 2097 | 0
2.9451 | 2098 | 0
2.9454 | 2099 | 0
2.9476 | 2100 | 0
2.9507 | 2101 | 0
2.9566 | 2102 | 0
2.9571 | 2103 | 0
2.9591 | 2104 | 0
2.9651 | 2105 | 0
2.9658 | 2106 | 0
2.9677 | 2107 | 0
2.9683 | 2108 | 0
2.9686 | 2109 | 0
2.9701 | 2110 | 0
2.9716 | 2111 | 0
2.9727 | 2112 | 0
2.973 | 2113 | 0
2.9741 | 2114 | 0
2.9789 | 2115 | 0
2.9803 | 2116 | 0
2.9876 | 2117 | 0
2.9879 | 2118 | 0
2.9884 | 2119 | 0
2.9936 | 2120 | 0
2.9938 | 2121 | 0
2.9985 | 2122 | 0
3.0011 | 2123 | 0
3.0017 | 2124 | 0
3.0077 | 2125 | 0
3.0085 | 2126 | 0
3.0086 | 2127 | 0
3.0093 | 2128 | 0
3.0103 | 2129 | 0
3.0105 | 2130 | 0
3.0136 | 2131 | 0
3.0144 | 2132 | 0
3.0152 | 2133 | 0
3.0201 | 2134 | 0
3.0201 | 2135 | 0
3.0217 | 2136 | 0
3.022 | 2137 | 0
3.0298 | 2138 | 0
3.0311 | 2139 | 0
3.0312 | 2140 | 0
3.0317 | 2141 | 0
3.0326 | 2142 | 0
3.0363 | 2143 | 0
3.0365 | 2144 | 0
3.0386 | 2145 | 0
3.039 | 2146 | 0
3.0405 | 2147 | 0
3.0415 | 2148 | 0
3.0432 | 2149 | 0
3.0433 | 2150 | 0
3.0476 | 2151 | 0
3.0482 | 2152 | 0
3.0501 | 2153 | 0
3.0504 | 2154 | 0
3.0509 | 2155 | 0
3.0525 | 2156 | 0
3.0539 | 2157 | 0
3.0571 | 2158 | 0
3.0581 | 2159 | 0
3.0584 | 2160 | 0
3.0604 | 2161 | 0
3.0608 | 2162 | 0
3.0632 | 2163 | 0
3.064 | 2164 | 0
3.0643 | 2165 | 0
3.0648 | 2166 | 0
3.0653 | 2167 | 0
3.0709 | 2168 | 0
3.0712 | 2169 | 0
3.0713 | 2170 | 0
3.0738 | 2171 | 0
3.076 | 2172 | 0
3.0762 | 2173 | 0
3.0783 | 2174 | 0
3.0835 | 2175 | 0
3.0846 | 2176 | 0
3.0864 | 2177 | 0
3.0871 | 2178 | 0
3.0879 | 2179 | 0
3.0882 | 2180 | 0
3.0883 | 2181 | 0
3.0899 | 2182 | 0
3.0913 | 2183 | 0
3.0915 | 2184 | 0
3.0944 | 2185 | 0
3.0945 | 2186 | 0
3.0952 | 2187 | 0
3.0969 | 2188 | 0
3.0973 | 2189 | 0
3.0973 | 2190 | 0
3.0974 | 2191 | 0
3.0983 | 2192 | 0
3.0985 | 2193 | 0
3.0988 | 2194 | 0
3.0995 | 2195 | 0
3.1024 | 2196 | 0
3.104 | 2197 | 0
3.1047 | 2198 | 0
3.1052 | 2199 | 0
3.1056 | 2200 | 0
3.1078 | 2201 | 0
3.1083 | 2202 | 0
3.1086 | 2203 | 0
3.11 | 2204 | 0
3.1101 | 2205 | 0
3.1112 | 2206 | 0
3.1112 | 2207 | 0
3.1138 | 2208 | 0
3.1144 | 2209 | 0
3.1158 | 2210 | 0
3.1158 | 2211 | 0
3.1196 | 2212 | 0
3.1198 | 2213 | 0
3.1208 | 2214 | 0
3.1216 | 2215 | 0
3.1227 | 2216 | 0
3.1228 | 2217 | 0
3.1267 | 2218 | 0
3.1274 | 2219 | 0
3.132 | 2220 | 0
3.1384 | 2221 | 0
3.14 | 2222 | 0
3.1401 | 2223 | 0
3.1407 | 2224 | 0
3.1421 | 2225 | 0
3.1423 | 2226 | 0
3.1428 | 2227 | 0
3.1445 | 2228 | 0
3.1448 | 2229 | 0
3.1454 | 2230 | 0
3.1462 | 2231 | 0
3.147 | 2232 | 0
3.1487 | 2233 | 0
3.1526 | 2234 | 0
3.1561 | 2235 | 0
3.1564 | 2236 | 0
3.1564 | 2237 | 0
3.1565 | 2238 | 0
3.1631 | 2239 | 0
3.1646 | 2240 | 0
3.1666 | 2241 | 0
3.1677 | 2242 | 0
3.1678 | 2243 | 0
3.1743 | 2244 | 0
3.1749 | 2245 | 0
3.1756 | 2246 | 0
3.1771 | 2247 | 0
3.1788 | 2248 | 0
3.1826 | 2249 | 0
3.1832 | 2250 | 0
3.1835 | 2251 | 0
3.1836 | 2252 | 0
3.1837 | 2253 | 0
3.185 | 2254 | 0
3.1861 | 2255 | 0
3.1868 | 2256 | 0
3.1878 | 2257 | 0
3.1925 | 2258 | 0
3.1953 | 2259 | 0
3.1955 | 2260 | 0
3.2052 | 2261 | 0
3.2067 | 2262 | 0
3.2077 | 2263 | 0
3.2085 | 2264 | 0
3.2085 | 2265 | 0
3.2103 | 2266 | 0
3.2113 | 2267 | 0
3.2158 | 2268 | 0
3.217 | 2269 | 0
3.2179 | 2270 | 0
3.2206 | 2271 | 0
3.2213 | 2272 | 0
3.2213 | 2273 | 0
3.2226 | 2274 | 0
3.2248 | 2275 | 0
3.2266 | 2276 | 0
3.2283 | 2277 | 0
3.23 | 2278 | 0
3.2312 | 2279 | 0
3.2317 | 2280 | 0
3.2327 | 2281 | 0
3.2338 | 2282 | 0
3.2351 | 2283 | 0
3.2356 | 2284 | 0
3.236 | 2285 | 0
3.2384 | 2286 | 0
3.2396 | 2287 | 0
3.2428 | 2288 | 0
3.2453 | 2289 | 0
3.2458 | 2290 | 0
3.2472 | 2291 | 0
3.2479 | 2292 | 0
3.2483 | 2293 | 0
3.2485 | 2294 | 0
3.2506 | 2295 | 0
3.2539 | 2296 | 0
3.2564 | 2297 | 0
3.2571 | 2298 | 0
3.2594 | 2299 | 0
3.2596 | 2300 | 0
3.2597 | 2301 | 0
3.2598 | 2302 | 0
3.2614 | 2303 | 0
3.2621 | 2304 | 0
3.2676 | 2305 | 0
3.2708 | 2306 | 0
3.2726 | 2307 | 0
3.2749 | 2308 | 0
3.2771 | 2309 | 0
3.2795 | 2310 | 0
3.2803 | 2311 | 0
3.2806 | 2312 | 0
3.2808 | 2313 | 0
3.2809 | 2314 | 0
3.2854 | 2315 | 0
3.2874 | 2316 | 0
3.2879 | 2317 | 0
3.2895 | 2318 | 0
3.29 | 2319 | 0
3.2918 | 2320 | 0
3.2925 | 2321 | 0
3.2958 | 2322 | 0
3.2973 | 2323 | 0
3.2974 | 2324 | 0
3.2978 | 2325 | 0
3.2979 | 2326 | 0
3.2996 | 2327 | 0
3.2998 | 2328 | 0
3.3026 | 2329 | 0
3.3066 | 2330 | 0
3.3092 | 2331 | 0
3.3095 | 2332 | 0
3.3109 | 2333 | 0
3.311 | 2334 | 0
3.3113 | 2335 | 0
3.3114 | 2336 | 0
3.3125 | 2337 | 0
3.3128 | 2338 | 0
3.3188 | 2339 | 0
3.3224 | 2340 | 0
3.3234 | 2341 | 0
3.3269 | 2342 | 0
3.3301 | 2343 | 0
3.3322 | 2344 | 0
3.3347 | 2345 | 0
3.3363 | 2346 | 0
3.3392 | 2347 | 0
3.3406 | 2348 | 0
3.3411 | 2349 | 0
3.3416 | 2350 | 0
3.3427 | 2351 | 0
3.3433 | 2352 | 0
3.3471 | 2353 | 0
3.3494 | 2354 | 0
3.3516 | 2355 | 0
3.3519 | 2356 | 0
3.3527 | 2357 | 0
3.3573 | 2358 | 0
3.3587 | 2359 | 0
3.3588 | 2360 | 0
3.3612 | 2361 | 0
3.3629 | 2362 | 0
3.3635 | 2363 | 0
3.3646 | 2364 | 0
3.3687 | 2365 | 0
3.3691 | 2366 | 0
3.3698 | 2367 | 0
3.3717 | 2368 | 0
3.3719 | 2369 | 0
3.3719 | 2370 | 0
3.3745 | 2371 | 0
3.3753 | 2372 | 0
3.3782 | 2373 | 0
3.3824 | 2374 | 0
3.3827 | 2375 | 0
3.3861 | 2376 | 0
3.3862 | 2377 | 0
3.3875 | 2378 | 0
3.3907 | 2379 | 0
3.3915 | 2380 | 0
3.3918 | 2381 | 0
3.3919 | 2382 | 0
3.3928 | 2383 | 0
3.3933 | 2384 | 0
3.3961 | 2385 | 0
3.3965 | 2386 | 0
3.3968 | 2387 | 0
3.3997 | 2388 | 0
3.4008 | 2389 | 0
3.4009 | 2390 | 0
3.4028 | 2391 | 0
3.4058 | 2392 | 0
3.4073 | 2393 | 0
3.4085 | 2394 | 0
3.4093 | 2395 | 0
3.4131 | 2396 | 0
3.4167 | 2397 | 0
3.417 | 2398 | 0
3.4174 | 2399 | 0
3.4186 | 2400 | 0
3.4192 | 2401 | 0
3.4262 | 2402 | 0
3.4266 | 2403 | 0
3.4294 | 2404 | 0
3.4298 | 2405 | 0
3.4328 | 2406 | 0
3.439 | 2407 | 0
3.439 | 2408 | 0
3.4411 | 2409 | 0
3.4412 | 2410 | 0
3.4427 | 2411 | 0
3.4452 | 2412 | 0
3.4456 | 2413 | 0
3.4479 | 2414 | 0
3.4481 | 2415 | 0
3.4543 | 2416 | 0
3.4556 | 2417 | 0
3.4565 | 2418 | 0
3.4582 | 2419 | 0
3.4612 | 2420 | 0
3.4677 | 2421 | 0
3.4688 | 2422 | 0
3.473 | 2423 | 0
3.4751 | 2424 | 0
3.4766 | 2425 | 0
3.4767 | 2426 | 0
3.4779 | 2427 | 0
3.4787 | 2428 | 0
3.4823 | 2429 | 0
3.4824 | 2430 | 0
3.4828 | 2431 | 0
3.4883 | 2432 | 0
3.4883 | 2433 | 0
3.4893 | 2434 | 0
3.491 | 2435 | 0
3.4919 | 2436 | 0
3.492 | 2437 | 0
3.4934 | 2438 | 0
3.4959 | 2439 | 0
3.4965 | 2440 | 0
3.4987 | 2441 | 0
3.5038 | 2442 | 0
3.5066 | 2443 | 0
3.507 | 2444 | 0
3.5114 | 2445 | 0
3.5127 | 2446 | 0
3.5133 | 2447 | 0
3.5133 | 2448 | 0
3.5137 | 2449 | 0
3.517 | 2450 | 0
3.5242 | 2451 | 0
3.5251 | 2452 | 0
3.5266 | 2453 | 0
3.5282 | 2454 | 0
3.5283 | 2455 | 0
3.5285 | 2456 | 0
3.5288 | 2457 | 0
3.5289 | 2458 | 0
3.5299 | 2459 | 0
3.53 | 2460 | 0
3.5359 | 2461 | 0
3.5398 | 2462 | 0
3.5419 | 2463 | 0
3.5459 | 2464 | 0
3.5459 | 2465 | 0
3.5482 | 2466 | 0
3.5485 | 2467 | 0
3.5501 | 2468 | 0
3.5522 | 2469 | 0
3.5525 | 2470 | 0
3.5531 | 2471 | 0
3.554 | 2472 | 0
3.5622 | 2473 | 0
3.5634 | 2474 | 0
3.5654 | 2475 | 0
3.5659 | 2476 | 0
3.5688 | 2477 | 0
3.5701 | 2478 | 0
3.571 | 2479 | 0
3.5718 | 2480 | 0
3.5737 | 2481 | 0
3.5781 | 2482 | 0
3.5785 | 2483 | 0
3.5811 | 2484 | 0
3.5841 | 2485 | 0
3.5841 | 2486 | 0
3.5866 | 2487 | 0
3.5872 | 2488 | 0
3.5884 | 2489 | 0
3.5916 | 2490 | 0
3.5931 | 2491 | 0
3.5948 | 2492 | 0
3.5949 | 2493 | 0
3.5951 | 2494 | 0
3.5951 | 2495 | 0
3.5952 | 2496 | 0
3.5964 | 2497 | 0
3.5975 | 2498 | 0
3.5986 | 2499 | 0
3.6001 | 2500 | 0
3.6028 | 2501 | 0
3.603 | 2502 | 0
3.6031 | 2503 | 0
3.6035 | 2504 | 0
3.6049 | 2505 | 0
3.6055 | 2506 | 0
3.6073 | 2507 | 0
3.6075 | 2508 | 0
3.609 | 2509 | 0
3.6098 | 2510 | 0
3.6131 | 2511 | 0
3.6145 | 2512 | 0
3.6155 | 2513 | 0
3.6164 | 2514 | 0
3.6168 | 2515 | 0
3.618 | 2516 | 0
3.618 | 2517 | 0
3.6184 | 2518 | 0
3.6213 | 2519 | 0
3.6229 | 2520 | 0
3.6243 | 2521 | 0
3.6254 | 2522 | 0
3.6298 | 2523 | 0
3.6317 | 2524 | 0
3.6327 | 2525 | 0
3.6335 | 2526 | 0
3.6345 | 2527 | 0
3.6415 | 2528 | 0
3.6415 | 2529 | 0
3.6424 | 2530 | 0
3.6447 | 2531 | 0
3.6474 | 2532 | 0
3.6476 | 2533 | 0
3.6479 | 2534 | 0
3.6487 | 2535 | 0
3.6488 | 2536 | 0
3.6509 | 2537 | 0
3.6516 | 2538 | 0
3.6516 | 2539 | 0
3.6518 | 2540 | 0
3.6526 | 2541 | 0
3.6527 | 2542 | 0
3.6554 | 2543 | 0
3.6556 | 2544 | 0
3.659 | 2545 | 0
3.664 | 2546 | 0
3.6647 | 2547 | 0
3.6651 | 2548 | 0
3.6661 | 2549 | 0
3.667 | 2550 | 0
3.6682 | 2551 | 0
3.6685 | 2552 | 0
3.6727 | 2553 | 0
3.676 | 2554 | 0
3.6775 | 2555 | 0
3.6835 | 2556 | 0
3.6844 | 2557 | 0
3.6856 | 2558 | 0
3.6861 | 2559 | 0
3.6868 | 2560 | 0
3.6885 | 2561 | 0
3.6888 | 2562 | 0
3.6904 | 2563 | 0
3.6939 | 2564 | 0
3.6941 | 2565 | 0
3.6972 | 2566 | 0
3.6972 | 2567 | 0
3.6983 | 2568 | 0
3.6996 | 2569 | 0
3.7026 | 2570 | 0
3.7053 | 2571 | 0
3.7062 | 2572 | 0
3.7068 | 2573 | 0
3.7079 | 2574 | 0
3.7087 | 2575 | 0
3.709 | 2576 | 0
3.7122 | 2577 | 0
3.7125 | 2578 | 0
3.7136 | 2579 | 0
3.714 | 2580 | 0
3.7149 | 2581 | 0
3.7198 | 2582 | 0
3.7199 | 2583 | 0
3.7205 | 2584 | 0
3.7208 | 2585 | 0
3.7236 | 2586 | 0
3.7237 | 2587 | 0
3.7276 | 2588 | 0
3.7288 | 2589 | 0
3.7307 | 2590 | 0
3.7319 | 2591 | 0
3.7353 | 2592 | 0
3.7354 | 2593 | 0
3.7378 | 2594 | 0
3.7382 | 2595 | 0
3.7386 | 2596 | 0
3.7422 | 2597 | 0
3.7446 | 2598 | 0
3.7476 | 2599 | 0
3.748 | 2600 | 0
3.7514 | 2601 | 0
3.7516 | 2602 | 0
3.752 | 2603 | 0
3.7532 | 2604 | 0
3.7553 | 2605 | 0
3.7576 | 2606 | 0
3.7594 | 2607 | 0
3.7626 | 2608 | 0
3.7664 | 2609 | 0
3.768 | 2610 | 0
3.7682 | 2611 | 0
3.7699 | 2612 | 0
3.7721 | 2613 | 0
3.7727 | 2614 | 0
3.7739 | 2615 | 0
3.7762 | 2616 | 0
3.7769 | 2617 | 0
3.7775 | 2618 | 0
3.7779 | 2619 | 0
3.7781 | 2620 | 0
3.7785 | 2621 | 0
3.7805 | 2622 | 0
3.785 | 2623 | 0
3.7865 | 2624 | 0
3.7887 | 2625 | 0
3.7897 | 2626 | 0
3.7952 | 2627 | 0
3.7963 | 2628 | 0
3.7968 | 2629 | 0
3.7969 | 2630 | 0
3.797 | 2631 | 0
3.8024 | 2632 | 0
3.8027 | 2633 | 0
3.8029 | 2634 | 0
3.8046 | 2635 | 0
3.8065 | 2636 | 0
3.8065 | 2637 | 0
3.8083 | 2638 | 0
3.8087 | 2639 | 0
3.809 | 2640 | 0
3.8104 | 2641 | 0
3.8126 | 2642 | 0
3.8171 | 2643 | 0
3.8174 | 2644 | 0
3.8211 | 2645 | 0
3.8223 | 2646 | 0
3.8229 | 2647 | 0
3.823 | 2648 | 0
3.8251 | 2649 | 0
3.8259 | 2650 | 0
3.8269 | 2651 | 0
3.8271 | 2652 | 0
3.8313 | 2653 | 0
3.8328 | 2654 | 0
3.8349 | 2655 | 0
3.8371 | 2656 | 0
3.8377 | 2657 | 0
3.839 | 2658 | 0
3.8399 | 2659 | 0
3.8411 | 2660 | 0
3.8427 | 2661 | 0
3.8434 | 2662 | 0
3.8449 | 2663 | 0
3.8454 | 2664 | 0
3.8455 | 2665 | 0
3.848 | 2666 | 0
3.8513 | 2667 | 0
3.8513 | 2668 | 0
3.8544 | 2669 | 0
3.8551 | 2670 | 0
3.8554 | 2671 | 0
3.8557 | 2672 | 0
3.8561 | 2673 | 0
3.8567 | 2674 | 0
3.8583 | 2675 | 0
3.8583 | 2676 | 0
3.8589 | 2677 | 0
3.8595 | 2678 | 0
3.8609 | 2679 | 0
3.8621 | 2680 | 0
3.8632 | 2681 | 0
3.8655 | 2682 | 0
3.8656 | 2683 | 0
3.8666 | 2684 | 0
3.8667 | 2685 | 0
3.8687 | 2686 | 0
3.869 | 2687 | 0
3.8697 | 2688 | 0
3.8709 | 2689 | 0
3.8716 | 2690 | 0
3.8738 | 2691 | 0
3.8748 | 2692 | 0
3.8748 | 2693 | 0
3.8748 | 2694 | 0
3.8763 | 2695 | 0
3.8776 | 2696 | 0
3.8786 | 2697 | 0
3.8801 | 2698 | 0
3.8817 | 2699 | 0
3.8834 | 2700 | 0
3.885 | 2701 | 0
3.8856 | 2702 | 0
3.8866 | 2703 | 0
3.8887 | 2704 | 0
3.8894 | 2705 | 0
3.8905 | 2706 | 0
3.8965 | 2707 | 0
3.903 | 2708 | 0
3.904 | 2709 | 0
3.9047 | 2710 | 0
3.9055 | 2711 | 0
3.9064 | 2712 | 0
3.9113 | 2713 | 0
3.9128 | 2714 | 0
3.9139 | 2715 | 0
3.9141 | 2716 | 0
3.9141 | 2717 | 0
3.9142 | 2718 | 0
3.9156 | 2719 | 0
3.9156 | 2720 | 0
3.9172 | 2721 | 0
3.9191 | 2722 | 0
3.9203 | 2723 | 0
3.9206 | 2724 | 0
3.9219 | 2725 | 0
3.9246 | 2726 | 0
3.9271 | 2727 | 0
3.9279 | 2728 | 0
3.9322 | 2729 | 0
3.9356 | 2730 | 0
3.9374 | 2731 | 0
3.943 | 2732 | 0
3.943 | 2733 | 0
3.9431 | 2734 | 0
3.9434 | 2735 | 0
3.9467 | 2736 | 0
3.9492 | 2737 | 0
3.9493 | 2738 | 0
3.9556 | 2739 | 0
3.9561 | 2740 | 0
3.9571 | 2741 | 0
3.9576 | 2742 | 0
3.9596 | 2743 | 0
3.9639 | 2744 | 0
3.9649 | 2745 | 0
3.9667 | 2746 | 0
3.9678 | 2747 | 0
3.9685 | 2748 | 0
3.9686 | 2749 | 0
3.97 | 2750 | 0
3.9726 | 2751 | 0
3.9727 | 2752 | 0
3.9735 | 2753 | 0
3.9742 | 2754 | 0
3.9748 | 2755 | 0
3.9753 | 2756 | 0
3.976 | 2757 | 0
3.9767 | 2758 | 0
3.977 | 2759 | 0
3.9779 | 2760 | 0
3.9813 | 2761 | 0
3.9824 | 2762 | 0
3.983 | 2763 | 0
3.9878 | 2764 | 0
3.9891 | 2765 | 0
3.9898 | 2766 | 0
3.9909 | 2767 | 0
3.9921 | 2768 | 0
3.9926 | 2769 | 0
3.9937 | 2770 | 0
3.9944 | 2771 | 0
3.9961 | 2772 | 0
4.001 | 2773 | 0
4.0032 | 2774 | 0
4.0058 | 2775 | 0
4.0069 | 2776 | 0
4.0116 | 2777 | 0
4.0116 | 2778 | 0
4.0122 | 2779 | 0
4.0141 | 2780 | 0
4.0145 | 2781 | 0
4.0209 | 2782 | 0
4.0221 | 2783 | 0
4.0261 | 2784 | 0
4.0273 | 2785 | 0
4.0299 | 2786 | 0
4.0305 | 2787 | 0
4.0307 | 2788 | 0
4.0317 | 2789 | 0
4.0321 | 2790 | 0
4.0324 | 2791 | 0
4.0328 | 2792 | 0
4.0345 | 2793 | 0
4.0367 | 2794 | 0
4.0381 | 2795 | 0
4.0402 | 2796 | 0
4.0415 | 2797 | 0
4.0416 | 2798 | 0
4.0471 | 2799 | 0
4.0481 | 2800 | 0
4.0489 | 2801 | 0
4.0497 | 2802 | 0
4.0508 | 2803 | 0
4.053 | 2804 | 0
4.0554 | 2805 | 0
4.0557 | 2806 | 0
4.0566 | 2807 | 0
4.0584 | 2808 | 0
4.06 | 2809 | 0
4.061 | 2810 | 0
4.0642 | 2811 | 0
4.0669 | 2812 | 0
4.0675 | 2813 | 0
4.0704 | 2814 | 0
4.0707 | 2815 | 0
4.0724 | 2816 | 0
4.0725 | 2817 | 0
4.0756 | 2818 | 0
4.0756 | 2819 | 0
4.0777 | 2820 | 0
4.0837 | 2821 | 0
4.0837 | 2822 | 0
4.0849 | 2823 | 0
4.0889 | 2824 | 0
4.0926 | 2825 | 0
4.0932 | 2826 | 0
4.0934 | 2827 | 0
4.0975 | 2828 | 0
4.0997 | 2829 | 0
4.0998 | 2830 | 0
4.1013 | 2831 | 0
4.1025 | 2832 | 0
4.1026 | 2833 | 0
4.1039 | 2834 | 0
4.1069 | 2835 | 0
4.1076 | 2836 | 0
4.1077 | 2837 | 0
4.1089 | 2838 | 0
4.113 | 2839 | 0
4.1134 | 2840 | 0
4.1135 | 2841 | 0
4.1141 | 2842 | 0
4.1146 | 2843 | 0
4.1159 | 2844 | 0
4.1206 | 2845 | 0
4.1222 | 2846 | 0
4.1245 | 2847 | 0
4.1286 | 2848 | 0
4.1291 | 2849 | 0
4.1295 | 2850 | 0
4.1309 | 2851 | 0
4.1318 | 2852 | 0
4.1334 | 2853 | 0
4.1342 | 2854 | 0
4.136 | 2855 | 0
4.1413 | 2856 | 0
4.1436 | 2857 | 0
4.1461 | 2858 | 0
4.1463 | 2859 | 0
4.1488 | 2860 | 0
4.1617 | 2861 | 0
4.162 | 2862 | 0
4.165 | 2863 | 0
4.1652 | 2864 | 0
4.1691 | 2865 | 0
4.1693 | 2866 | 0
4.17 | 2867 | 0
4.1711 | 2868 | 0
4.1731 | 2869 | 0
4.1746 | 2870 | 0
4.1817 | 2871 | 0
4.183 | 2872 | 0
4.1846 | 2873 | 0
4.1879 | 2874 | 0
4.189 | 2875 | 0
4.1923 | 2876 | 0
4.1949 | 2877 | 0
4.1953 | 2878 | 0
4.1979 | 2879 | 0
4.1984 | 2880 | 0
4.1995 | 2881 | 0
4.1998 | 2882 | 0
4.2002 | 2883 | 0
4.2014 | 2884 | 0
4.2063 | 2885 | 0
4.2081 | 2886 | 0
4.2111 | 2887 | 0
4.2129 | 2888 | 0
4.2129 | 2889 | 0
4.2138 | 2890 | 0
4.2177 | 2891 | 0
4.2195 | 2892 | 0
4.2222 | 2893 | 0
4.2229 | 2894 | 0
4.2243 | 2895 | 0
4.2274 | 2896 | 0
4.2291 | 2897 | 0
4.2349 | 2898 | 0
4.2384 | 2899 | 0
4.2401 | 2900 | 0
4.2409 | 2901 | 0
4.2496 | 2902 | 0
4.2505 | 2903 | 0
4.2531 | 2904 | 0
4.2551 | 2905 | 0
4.2603 | 2906 | 0
4.2616 | 2907 | 0
4.2646 | 2908 | 0
4.2668 | 2909 | 0
4.2686 | 2910 | 0
4.2703 | 2911 | 0
4.2705 | 2912 | 0
4.272 | 2913 | 0
4.2788 | 2914 | 0
4.2797 | 2915 | 0
4.2819 | 2916 | 0
4.2828 | 2917 | 0
4.2839 | 2918 | 0
4.285 | 2919 | 0
4.2871 | 2920 | 0
4.2885 | 2921 | 0
4.2934 | 2922 | 0
4.2942 | 2923 | 0
4.2959 | 2924 | 0
4.2965 | 2925 | 0
4.2967 | 2926 | 0
4.2973 | 2927 | 0
4.3033 | 2928 | 0
4.305 | 2929 | 0
4.3061 | 2930 | 0
4.3076 | 2931 | 0
4.3082 | 2932 | 0
4.3083 | 2933 | 0
4.3084 | 2934 | 0
4.3095 | 2935 | 0
4.3109 | 2936 | 0
4.3136 | 2937 | 0
4.3152 | 2938 | 0
4.3162 | 2939 | 0
4.3176 | 2940 | 0
4.3221 | 2941 | 0
4.3228 | 2942 | 0
4.3239 | 2943 | 0
4.3261 | 2944 | 0
4.3309 | 2945 | 0
4.3323 | 2946 | 0
4.3331 | 2947 | 0
4.3337 | 2948 | 0
4.3341 | 2949 | 0
4.3341 | 2950 | 0
4.3362 | 2951 | 0
4.3369 | 2952 | 0
4.3375 | 2953 | 0
4.3416 | 2954 | 0
4.3424 | 2955 | 0
4.3427 | 2956 | 0
4.3428 | 2957 | 0
4.3442 | 2958 | 0
4.3456 | 2959 | 0
4.347 | 2960 | 0
4.3485 | 2961 | 0
4.3493 | 2962 | 0
4.3534 | 2963 | 0
4.3612 | 2964 | 0
4.3632 | 2965 | 0
4.3632 | 2966 | 0
4.3641 | 2967 | 0
4.3718 | 2968 | 0
4.3728 | 2969 | 0
4.3735 | 2970 | 0
4.3741 | 2971 | 0
4.3761 | 2972 | 0
4.377 | 2973 | 0
4.3775 | 2974 | 0
4.3776 | 2975 | 0
4.3795 | 2976 | 0
4.3802 | 2977 | 0
4.3804 | 2978 | 0
4.388 | 2979 | 0
4.3918 | 2980 | 0
4.3941 | 2981 | 0
4.3951 | 2982 | 0
4.3986 | 2983 | 0
4.4007 | 2984 | 0
4.4007 | 2985 | 0
4.4018 | 2986 | 0
4.4038 | 2987 | 0
4.4054 | 2988 | 0
4.406 | 2989 | 0
4.4063 | 2990 | 0
4.4065 | 2991 | 0
4.4128 | 2992 | 0
4.4209 | 2993 | 0
4.4219 | 2994 | 0
4.4229 | 2995 | 0
4.4245 | 2996 | 0
4.4265 | 2997 | 0
4.4267 | 2998 | 0
4.4281 | 2999 | 0
4.4303 | 3000 | 0
4.431 | 3001 | 0
4.4322 | 3002 | 0
4.4335 | 3003 | 0
4.4335 | 3004 | 0
4.4346 | 3005 | 0
4.4373 | 3006 | 0
4.4403 | 3007 | 0
4.4443 | 3008 | 0
4.4458 | 3009 | 0
4.4473 | 3010 | 0
4.4475 | 3011 | 0
4.4478 | 3012 | 0
4.45 | 3013 | 0
4.4542 | 3014 | 0
4.4561 | 3015 | 0
4.4562 | 3016 | 0
4.4577 | 3017 | 0
4.4597 | 3018 | 0
4.4641 | 3019 | 0
4.4702 | 3020 | 0
4.4704 | 3021 | 0
4.4715 | 3022 | 0
4.4741 | 3023 | 0
4.477 | 3024 | 0
4.481 | 3025 | 0
4.4821 | 3026 | 0
4.4965 | 3027 | 0
4.4978 | 3028 | 0
4.4989 | 3029 | 0
4.4996 | 3030 | 0
4.5001 | 3031 | 0
4.5005 | 3032 | 0
4.501 | 3033 | 0
4.5023 | 3034 | 0
4.5041 | 3035 | 0
4.5048 | 3036 | 0
4.5051 | 3037 | 0
4.5067 | 3038 | 0
4.5097 | 3039 | 0
4.5097 | 3040 | 0
4.5107 | 3041 | 0
4.5151 | 3042 | 0
4.5156 | 3043 | 0
4.5192 | 3044 | 0
4.521 | 3045 | 0
4.5234 | 3046 | 0
4.5267 | 3047 | 0
4.5268 | 3048 | 0
4.5285 | 3049 | 0
4.5314 | 3050 | 0
4.5336 | 3051 | 0
4.5341 | 3052 | 0
4.537 | 3053 | 0
4.5377 | 3054 | 0
4.5401 | 3055 | 0
4.5401 | 3056 | 0
4.5457 | 3057 | 0
4.5463 | 3058 | 0
4.5464 | 3059 | 0
4.5474 | 3060 | 0
4.5474 | 3061 | 0
4.5477 | 3062 | 0
4.5489 | 3063 | 0
4.5505 | 3064 | 0
4.5511 | 3065 | 0
4.5511 | 3066 | 0
4.5514 | 3067 | 0
4.5524 | 3068 | 0
4.553 | 3069 | 0
4.553 | 3070 | 0
4.554 | 3071 | 0
4.5575 | 3072 | 0
4.5581 | 3073 | 0
4.5581 | 3074 | 0
4.5587 | 3075 | 0
4.5615 | 3076 | 0
4.5621 | 3077 | 0
4.5622 | 3078 | 0
4.5637 | 3079 | 0
4.564 | 3080 | 0
4.5642 | 3081 | 0
4.5652 | 3082 | 0
4.5702 | 3083 | 0
4.5715 | 3084 | 0
4.5719 | 3085 | 0
4.5726 | 3086 | 0
4.5748 | 3087 | 0
4.5768 | 3088 | 0
4.5774 | 3089 | 0
4.5795 | 3090 | 0
4.5811 | 3091 | 0
4.5824 | 3092 | 0
4.5825 | 3093 | 0
4.5864 | 3094 | 0
4.5868 | 3095 | 0
4.5871 | 3096 | 0
4.5878 | 3097 | 0
4.5896 | 3098 | 0
4.5907 | 3099 | 0
4.591 | 3100 | 0
4.591 | 3101 | 0
4.5921 | 3102 | 0
4.5952 | 3103 | 0
4.5977 | 3104 | 0
4.5985 | 3105 | 0
4.5987 | 3106 | 0
4.5988 | 3107 | 0
4.6006 | 3108 | 0
4.6008 | 3109 | 0
4.6032 | 3110 | 0
4.6036 | 3111 | 0
4.607 | 3112 | 0
4.6079 | 3113 | 0
4.6162 | 3114 | 0
4.6171 | 3115 | 0
4.62 | 3116 | 0
4.6203 | 3117 | 0
4.6214 | 3118 | 0
4.6249 | 3119 | 0
4.6265 | 3120 | 0
4.6275 | 3121 | 0
4.6333 | 3122 | 0
4.6344 | 3123 | 0
4.6363 | 3124 | 0
4.6393 | 3125 | 0
4.6435 | 3126 | 0
4.6466 | 3127 | 0
4.6467 | 3128 | 0
4.6484 | 3129 | 0
4.6484 | 3130 | 0
4.6495 | 3131 | 0
4.6498 | 3132 | 0
4.6515 | 3133 | 0
4.6517 | 3134 | 0
4.6577 | 3135 | 0
4.6583 | 3136 | 0
4.6591 | 3137 | 0
4.6595 | 3138 | 0
4.6597 | 3139 | 0
4.6605 | 3140 | 0
4.6629 | 3141 | 0
4.6633 | 3142 | 0
4.6644 | 3143 | 0
4.6659 | 3144 | 0
4.6663 | 3145 | 0
4.6686 | 3146 | 0
4.671 | 3147 | 0
4.672 | 3148 | 0
4.6727 | 3149 | 0
4.6733 | 3150 | 0
4.675 | 3151 | 0
4.6752 | 3152 | 0
4.6767 | 3153 | 0
4.6796 | 3154 | 0
4.6808 | 3155 | 0
4.6846 | 3156 | 0
4.6872 | 3157 | 0
4.6881 | 3158 | 0
4.6912 | 3159 | 0
4.6924 | 3160 | 0
4.6995 | 3161 | 0
4.7074 | 3162 | 0
4.7082 | 3163 | 0
4.7084 | 3164 | 0
4.7088 | 3165 | 0
4.7088 | 3166 | 0
4.7123 | 3167 | 0
4.7152 | 3168 | 0
4.7173 | 3169 | 0
4.7176 | 3170 | 0
4.72 | 3171 | 0
4.7201 | 3172 | 0
4.7244 | 3173 | 0
4.7294 | 3174 | 0
4.7303 | 3175 | 0
4.7312 | 3176 | 0
4.7312 | 3177 | 0
4.7328 | 3178 | 0
4.7347 | 3179 | 0
4.7347 | 3180 | 0
4.7384 | 3181 | 0
4.7385 | 3182 | 0
4.7388 | 3183 | 0
4.7431 | 3184 | 0
4.7438 | 3185 | 0
4.7443 | 3186 | 0
4.746 | 3187 | 0
4.7469 | 3188 | 0
4.7474 | 3189 | 0
4.7484 | 3190 | 0
4.7528 | 3191 | 0
4.7545 | 3192 | 0
4.7548 | 3193 | 0
4.7568 | 3194 | 0
4.7585 | 3195 | 0
4.7635 | 3196 | 0
4.7647 | 3197 | 0
4.7652 | 3198 | 0
4.7694 | 3199 | 0
4.7709 | 3200 | 0
4.7715 | 3201 | 0
4.7718 | 3202 | 0
4.7719 | 3203 | 0
4.7752 | 3204 | 0
4.7758 | 3205 | 0
4.7779 | 3206 | 0
4.7846 | 3207 | 0
4.7852 | 3208 | 0
4.7892 | 3209 | 0
4.7897 | 3210 | 0
4.7903 | 3211 | 0
4.7913 | 3212 | 0
4.7917 | 3213 | 0
4.7929 | 3214 | 0
4.7939 | 3215 | 0
4.7947 | 3216 | 0
4.795 | 3217 | 0
4.796 | 3218 | 0
4.7986 | 3219 | 0
4.799 | 3220 | 0
4.7997 | 3221 | 0
4.8005 | 3222 | 0
4.8035 | 3223 | 0
4.806 | 3224 | 0
4.8065 | 3225 | 0
4.809 | 3226 | 0
4.8094 | 3227 | 0
4.8113 | 3228 | 0
4.8115 | 3229 | 0
4.8119 | 3230 | 0
4.8121 | 3231 | 0
4.8124 | 3232 | 0
4.8135 | 3233 | 0
4.8148 | 3234 | 0
4.8193 | 3235 | 0
4.8221 | 3236 | 0
4.8225 | 3237 | 0
4.8228 | 3238 | 0
4.8272 | 3239 | 0
4.8311 | 3240 | 0
4.8319 | 3241 | 0
4.8325 | 3242 | 0
4.8351 | 3243 | 0
4.8402 | 3244 | 0
4.8417 | 3245 | 0
4.8444 | 3246 | 0
4.8449 | 3247 | 0
4.846 | 3248 | 0
4.848 | 3249 | 0
4.8536 | 3250 | 0
4.8553 | 3251 | 0
4.8553 | 3252 | 0
4.8558 | 3253 | 0
4.8578 | 3254 | 0
4.8611 | 3255 | 0
4.8617 | 3256 | 0
4.8651 | 3257 | 0
4.8657 | 3258 | 0
4.8659 | 3259 | 0
4.8662 | 3260 | 0
4.8682 | 3261 | 0
4.8697 | 3262 | 0
4.8698 | 3263 | 0
4.8717 | 3264 | 0
4.8758 | 3265 | 0
4.8764 | 3266 | 0
4.8773 | 3267 | 0
4.8802 | 3268 | 0
4.8806 | 3269 | 0
4.8814 | 3270 | 0
4.882 | 3271 | 0
4.8836 | 3272 | 0
4.8839 | 3273 | 0
4.8867 | 3274 | 0
4.8867 | 3275 | 0
4.8898 | 3276 | 0
4.8907 | 3277 | 0
4.8965 | 3278 | 0
4.9006 | 3279 | 0
4.9008 | 3280 | 0
4.9015 | 3281 | 0
4.902 | 3282 | 0
4.9036 | 3283 | 0
4.9049 | 3284 | 0
4.9053 | 3285 | 0
4.9084 | 3286 | 0
4.9128 | 3287 | 0
4.9132 | 3288 | 0
4.9135 | 3289 | 0
4.9143 | 3290 | 0
4.92 | 3291 | 0
4.9201 | 3292 | 0
4.9204 | 3293 | 0
4.9207 | 3294 | 0
4.921 | 3295 | 0
4.9247 | 3296 | 0
4.9248 | 3297 | 0
4.9253 | 3298 | 0
4.9269 | 3299 | 0
4.929 | 3300 | 0
4.9328 | 3301 | 0
4.934 | 3302 | 0
4.9342 | 3303 | 0
4.9354 | 3304 | 0
4.9357 | 3305 | 0
4.9361 | 3306 | 0
4.9368 | 3307 | 0
4.9373 | 3308 | 0
4.9435 | 3309 | 0
4.9447 | 3310 | 0
4.9451 | 3311 | 0
4.9471 | 3312 | 0
4.9491 | 3313 | 0
4.9504 | 3314 | 0
4.9547 | 3315 | 0
4.9568 | 3316 | 0
4.9581 | 3317 | 0
4.9592 | 3318 | 0
4.9615 | 3319 | 0
4.9637 | 3320 | 0
4.9725 | 3321 | 0
4.9735 | 3322 | 0
4.9739 | 3323 | 0
4.976 | 3324 | 0
4.982 | 3325 | 0
4.9839 | 3326 | 0
4.9848 | 3327 | 0
4.989 | 3328 | 0
4.9949 | 3329 | 0
4.9967 | 3330 | 0
4.9968 | 3331 | 0
4.9982 | 3332 | 0
4.9988 | 3333 | 0
5.0014 | 3334 | 0
5.0015 | 3335 | 0
5.0016 | 3336 | 0
5.0028 | 3337 | 0
5.003 | 3338 | 0
5.0037 | 3339 | 0
5.0072 | 3340 | 0
5.0088 | 3341 | 0
5.0094 | 3342 | 0
5.0097 | 3343 | 0
5.0116 | 3344 | 0
5.0173 | 3345 | 0
5.0184 | 3346 | 0
5.0219 | 3347 | 0
5.0251 | 3348 | 0
5.0296 | 3349 | 0
5.0358 | 3350 | 0
5.0361 | 3351 | 0
5.0372 | 3352 | 0
5.0397 | 3353 | 0
5.0411 | 3354 | 0
5.0414 | 3355 | 0
5.0418 | 3356 | 0
5.047 | 3357 | 0
5.0503 | 3358 | 0
5.051 | 3359 | 0
5.0511 | 3360 | 0
5.0513 | 3361 | 0
5.0518 | 3362 | 0
5.0519 | 3363 | 0
5.054 | 3364 | 0
5.0611 | 3365 | 0
5.0614 | 3366 | 0
5.0637 | 3367 | 0
5.0718 | 3368 | 0
5.0745 | 3369 | 0
5.0757 | 3370 | 0
5.0784 | 3371 | 0
5.0793 | 3372 | 0
5.0797 | 3373 | 0
5.0806 | 3374 | 0
5.0832 | 3375 | 0
5.0844 | 3376 | 0
5.0863 | 3377 | 0
5.0877 | 3378 | 0
5.0882 | 3379 | 0
5.0897 | 3380 | 0
5.0918 | 3381 | 0
5.0919 | 3382 | 0
5.0935 | 3383 | 0
5.0939 | 3384 | 0
5.0956 | 3385 | 0
5.098 | 3386 | 0
5.0982 | 3387 | 0
5.101 | 3388 | 0
5.1032 | 3389 | 0
5.1039 | 3390 | 0
5.1074 | 3391 | 0
5.1083 | 3392 | 0
5.1108 | 3393 | 0
5.1111 | 3394 | 0
5.1126 | 3395 | 0
5.1134 | 3396 | 0
5.1153 | 3397 | 0
5.1167 | 3398 | 0
5.1198 | 3399 | 0
5.1212 | 3400 | 0
5.122 | 3401 | 0
5.1249 | 3402 | 0
5.1308 | 3403 | 0
5.1336 | 3404 | 0
5.1354 | 3405 | 0
5.1366 | 3406 | 0
5.1379 | 3407 | 0
5.1388 | 3408 | 0
5.1394 | 3409 | 0
5.1399 | 3410 | 0
5.1441 | 3411 | 0
5.1476 | 3412 | 0
5.1484 | 3413 | 0
5.152 | 3414 | 0
5.1535 | 3415 | 0
5.1554 | 3416 | 0
5.1597 | 3417 | 0
5.1607 | 3418 | 0
5.1704 | 3419 | 0
5.1716 | 3420 | 0
5.175 | 3421 | 0
5.1753 | 3422 | 0
5.1755 | 3423 | 0
5.1773 | 3424 | 0
5.1783 | 3425 | 0
5.1786 | 3426 | 0
5.1786 | 3427 | 0
5.1815 | 3428 | 0
5.1845 | 3429 | 0
5.1875 | 3430 | 0
5.1896 | 3431 | 0
5.1896 | 3432 | 0
5.1899 | 3433 | 0
5.1908 | 3434 | 0
5.1919 | 3435 | 0
5.1935 | 3436 | 0
5.1941 | 3437 | 0
5.1951 | 3438 | 0
5.1959 | 3439 | 0
5.1963 | 3440 | 0
5.2103 | 3441 | 0
5.2112 | 3442 | 0
5.2113 | 3443 | 0
5.2128 | 3444 | 0
5.2129 | 3445 | 0
5.2175 | 3446 | 0
5.2177 | 3447 | 0
5.2182 | 3448 | 0
5.2217 | 3449 | 0
5.2219 | 3450 | 0
5.2222 | 3451 | 0
5.2239 | 3452 | 0
5.2248 | 3453 | 0
5.2258 | 3454 | 0
5.2266 | 3455 | 0
5.2287 | 3456 | 0
5.2303 | 3457 | 0
5.2305 | 3458 | 0
5.2321 | 3459 | 0
5.2338 | 3460 | 0
5.2343 | 3461 | 0
5.2343 | 3462 | 0
5.2346 | 3463 | 0
5.236 | 3464 | 0
5.2388 | 3465 | 0
5.2423 | 3466 | 0
5.2438 | 3467 | 0
5.2455 | 3468 | 0
5.2489 | 3469 | 0
5.2533 | 3470 | 0
5.2557 | 3471 | 0
5.2618 | 3472 | 0
5.2635 | 3473 | 0
5.2637 | 3474 | 0
5.2684 | 3475 | 0
5.2713 | 3476 | 0
5.2721 | 3477 | 0
5.2747 | 3478 | 0
5.2762 | 3479 | 0
5.2768 | 3480 | 0
5.2777 | 3481 | 0
5.2812 | 3482 | 0
5.2821 | 3483 | 0
5.2839 | 3484 | 0
5.2845 | 3485 | 0
5.2848 | 3486 | 0
5.2856 | 3487 | 0
5.2857 | 3488 | 0
5.2864 | 3489 | 0
5.287 | 3490 | 0
5.2893 | 3491 | 0
5.2926 | 3492 | 0
5.2942 | 3493 | 0
5.2964 | 3494 | 0
5.2987 | 3495 | 0
5.2992 | 3496 | 0
5.3044 | 3497 | 0
5.3051 | 3498 | 0
5.3056 | 3499 | 0
5.31 | 3500 | 0
5.3105 | 3501 | 0
5.3108 | 3502 | 0
5.3113 | 3503 | 0
5.3163 | 3504 | 0
5.3163 | 3505 | 0
5.3171 | 3506 | 0
5.319 | 3507 | 0
5.3247 | 3508 | 0
5.3247 | 3509 | 0
5.3269 | 3510 | 0
5.3274 | 3511 | 0
5.3283 | 3512 | 0
5.3333 | 3513 | 0
5.3353 | 3514 | 0
5.3373 | 3515 | 0
5.3385 | 3516 | 0
5.3393 | 3517 | 0
5.3422 | 3518 | 0
5.3442 | 3519 | 0
5.346 | 3520 | 0
5.3503 | 3521 | 0
5.3518 | 3522 | 0
5.3573 | 3523 | 0
5.3575 | 3524 | 0
5.3576 | 3525 | 0
5.3581 | 3526 | 0
5.3609 | 3527 | 0
5.3627 | 3528 | 0
5.3633 | 3529 | 0
5.3739 | 3530 | 0
5.3755 | 3531 | 0
5.3756 | 3532 | 0
5.378 | 3533 | 0
5.3873 | 3534 | 0
5.3875 | 3535 | 0
5.3886 | 3536 | 0
5.3995 | 3537 | 0
5.4083 | 3538 | 0
5.4119 | 3539 | 0
5.4126 | 3540 | 0
5.4138 | 3541 | 0
5.4139 | 3542 | 0
5.4145 | 3543 | 0
5.4163 | 3544 | 0
5.4172 | 3545 | 0
5.4193 | 3546 | 0
5.4235 | 3547 | 0
5.4255 | 3548 | 0
5.4262 | 3549 | 0
5.427 | 3550 | 0
5.4283 | 3551 | 0
5.4313 | 3552 | 0
5.4345 | 3553 | 0
5.4357 | 3554 | 0
5.4409 | 3555 | 0
5.4412 | 3556 | 0
5.4495 | 3557 | 0
5.4496 | 3558 | 0
5.4509 | 3559 | 0
5.4522 | 3560 | 0
5.4536 | 3561 | 0
5.455 | 3562 | 0
5.4582 | 3563 | 0
5.4651 | 3564 | 0
5.4662 | 3565 | 0
5.4677 | 3566 | 0
5.4719 | 3567 | 0
5.4788 | 3568 | 0
5.4858 | 3569 | 0
5.4861 | 3570 | 0
5.4868 | 3571 | 0
5.4874 | 3572 | 0
5.4882 | 3573 | 0
5.4922 | 3574 | 0
5.4952 | 3575 | 0
5.5021 | 3576 | 0
5.5053 | 3577 | 0
5.5053 | 3578 | 0
5.5067 | 3579 | 0
5.5073 | 3580 | 0
5.5095 | 3581 | 0
5.51 | 3582 | 0
5.5155 | 3583 | 0
5.5185 | 3584 | 0
5.5215 | 3585 | 0
5.5215 | 3586 | 0
5.525 | 3587 | 0
5.5291 | 3588 | 0
5.5307 | 3589 | 0
5.5317 | 3590 | 0
5.5327 | 3591 | 0
5.5415 | 3592 | 0
5.5422 | 3593 | 0
5.55 | 3594 | 0
5.5516 | 3595 | 0
5.5519 | 3596 | 0
5.5592 | 3597 | 0
5.5624 | 3598 | 0
5.566 | 3599 | 0
5.5681 | 3600 | 0
5.5683 | 3601 | 0
5.5699 | 3602 | 0
5.5703 | 3603 | 0
5.571 | 3604 | 0
5.573 | 3605 | 0
5.5739 | 3606 | 0
5.5745 | 3607 | 0
5.5755 | 3608 | 0
5.5771 | 3609 | 0
5.5783 | 3610 | 0
5.581 | 3611 | 0
5.5843 | 3612 | 0
5.5871 | 3613 | 0
5.5887 | 3614 | 0
5.5918 | 3615 | 0
5.5945 | 3616 | 0
5.5986 | 3617 | 0
5.5998 | 3618 | 0
5.6036 | 3619 | 0
5.604 | 3620 | 0
5.6126 | 3621 | 0
5.6133 | 3622 | 0
5.6168 | 3623 | 0
5.6208 | 3624 | 0
5.6215 | 3625 | 0
5.6224 | 3626 | 0
5.6245 | 3627 | 0
5.6289 | 3628 | 0
5.6304 | 3629 | 0
5.6368 | 3630 | 0
5.6377 | 3631 | 0
5.6386 | 3632 | 0
5.6391 | 3633 | 0
5.6397 | 3634 | 0
5.6408 | 3635 | 0
5.6418 | 3636 | 0
5.6424 | 3637 | 0
5.6431 | 3638 | 0
5.6448 | 3639 | 0
5.6464 | 3640 | 0
5.6481 | 3641 | 0
5.6487 | 3642 | 0
5.6518 | 3643 | 0
5.652 | 3644 | 0
5.6569 | 3645 | 0
5.6576 | 3646 | 0
5.6582 | 3647 | 0
5.6596 | 3648 | 0
5.6609 | 3649 | 0
5.6639 | 3650 | 0
5.6661 | 3651 | 0
5.6666 | 3652 | 0
5.6696 | 3653 | 0
5.6706 | 3654 | 0
5.6723 | 3655 | 0
5.6733 | 3656 | 0
5.6749 | 3657 | 0
5.6792 | 3658 | 0
5.6827 | 3659 | 0
5.6832 | 3660 | 0
5.6868 | 3661 | 0
5.689 | 3662 | 0
5.6893 | 3663 | 0
5.6921 | 3664 | 0
5.695 | 3665 | 0
5.7026 | 3666 | 0
5.707 | 3667 | 0
5.7087 | 3668 | 0
5.7108 | 3669 | 0
5.7122 | 3670 | 0
5.7178 | 3671 | 0
5.7248 | 3672 | 0
5.7256 | 3673 | 0
5.7273 | 3674 | 0
5.729 | 3675 | 0
5.7296 | 3676 | 0
5.7306 | 3677 | 0
5.7335 | 3678 | 0
5.7351 | 3679 | 0
5.7357 | 3680 | 0
5.7363 | 3681 | 0
5.7411 | 3682 | 0
5.7421 | 3683 | 0
5.7473 | 3684 | 0
5.7509 | 3685 | 0
5.7514 | 3686 | 0
5.7519 | 3687 | 0
5.7533 | 3688 | 0
5.7569 | 3689 | 0
5.7623 | 3690 | 0
5.763 | 3691 | 0
5.7637 | 3692 | 0
5.7638 | 3693 | 0
5.7769 | 3694 | 0
5.7792 | 3695 | 0
5.7815 | 3696 | 0
5.7836 | 3697 | 0
5.7876 | 3698 | 0
5.79 | 3699 | 0
5.794 | 3700 | 0
5.7944 | 3701 | 0
5.7987 | 3702 | 0
5.7992 | 3703 | 0
5.8018 | 3704 | 0
5.8023 | 3705 | 0
5.806 | 3706 | 0
5.8087 | 3707 | 0
5.827 | 3708 | 0
5.829 | 3709 | 0
5.8298 | 3710 | 0
5.831 | 3711 | 0
5.8352 | 3712 | 0
5.8369 | 3713 | 0
5.8371 | 3714 | 0
5.8378 | 3715 | 0
5.8392 | 3716 | 0
5.8416 | 3717 | 0
5.8431 | 3718 | 0
5.8448 | 3719 | 0
5.8493 | 3720 | 0
5.8577 | 3721 | 0
5.8598 | 3722 | 0
5.8674 | 3723 | 0
5.8697 | 3724 | 0
5.8722 | 3725 | 0
5.8812 | 3726 | 0
5.8869 | 3727 | 0
5.8887 | 3728 | 0
5.8935 | 3729 | 0
5.8986 | 3730 | 0
5.9046 | 3731 | 0
5.9048 | 3732 | 0
5.9063 | 3733 | 0
5.9086 | 3734 | 0
5.9105 | 3735 | 0
5.9107 | 3736 | 0
5.9114 | 3737 | 0
5.9136 | 3738 | 0
5.9147 | 3739 | 0
5.9192 | 3740 | 0
5.923 | 3741 | 0
5.9247 | 3742 | 0
5.926 | 3743 | 0
5.931 | 3744 | 0
5.9375 | 3745 | 0
5.9385 | 3746 | 0
5.9405 | 3747 | 0
5.9413 | 3748 | 0
5.9432 | 3749 | 0
5.9451 | 3750 | 0
5.9453 | 3751 | 0
5.9464 | 3752 | 0
5.9503 | 3753 | 0
5.9519 | 3754 | 0
5.9521 | 3755 | 0
5.9527 | 3756 | 0
5.953 | 3757 | 0
5.9576 | 3758 | 0
5.9586 | 3759 | 0
5.9597 | 3760 | 0
5.9645 | 3761 | 0
5.9679 | 3762 | 0
5.97 | 3763 | 0
5.9774 | 3764 | 0
5.9779 | 3765 | 0
5.9889 | 3766 | 0
5.9978 | 3767 | 0
6.0019 | 3768 | 0
6.0053 | 3769 | 0
6.006 | 3770 | 0
6.0129 | 3771 | 0
6.0169 | 3772 | 0
6.0193 | 3773 | 0
6.0194 | 3774 | 0
6.0266 | 3775 | 0
6.0274 | 3776 | 0
6.0363 | 3777 | 0
6.0379 | 3778 | 0
6.0401 | 3779 | 0
6.0511 | 3780 | 0
6.0547 | 3781 | 0
6.0563 | 3782 | 0
6.0581 | 3783 | 0
6.0581 | 3784 | 0
6.0601 | 3785 | 0
6.0618 | 3786 | 0
6.069 | 3787 | 0
6.0735 | 3788 | 0
6.0744 | 3789 | 0
6.0754 | 3790 | 0
6.0763 | 3791 | 0
6.0843 | 3792 | 0
6.0916 | 3793 | 0
6.0937 | 3794 | 0
6.094 | 3795 | 0
6.0942 | 3796 | 0
6.0954 | 3797 | 0
6.0981 | 3798 | 0
6.0991 | 3799 | 0
6.103 | 3800 | 0
6.1049 | 3801 | 0
6.1068 | 3802 | 0
6.1134 | 3803 | 0
6.1145 | 3804 | 0
6.1154 | 3805 | 0
6.116 | 3806 | 0
6.116 | 3807 | 0
6.123 | 3808 | 0
6.1255 | 3809 | 0
6.1266 | 3810 | 0
6.13 | 3811 | 0
6.1308 | 3812 | 0
6.1382 | 3813 | 0
6.144 | 3814 | 0
6.1472 | 3815 | 0
6.1492 | 3816 | 0
6.1493 | 3817 | 0
6.1528 | 3818 | 0
6.1591 | 3819 | 0
6.16 | 3820 | 0
6.1604 | 3821 | 0
6.1641 | 3822 | 0
6.1667 | 3823 | 0
6.1734 | 3824 | 0
6.1763 | 3825 | 0
6.1771 | 3826 | 0
6.1796 | 3827 | 0
6.1838 | 3828 | 0
6.1852 | 3829 | 0
6.1867 | 3830 | 0
6.188 | 3831 | 0
6.1961 | 3832 | 0
6.1962 | 3833 | 0
6.205 | 3834 | 0
6.2069 | 3835 | 0
6.2122 | 3836 | 0
6.2168 | 3837 | 0
6.2195 | 3838 | 0
6.2236 | 3839 | 0
6.2295 | 3840 | 0
6.2316 | 3841 | 0
6.2346 | 3842 | 0
6.2372 | 3843 | 0
6.2401 | 3844 | 0
6.2425 | 3845 | 0
6.2442 | 3846 | 0
6.2527 | 3847 | 0
6.2556 | 3848 | 0
6.261 | 3849 | 0
6.2661 | 3850 | 0
6.277 | 3851 | 0
6.2845 | 3852 | 0
6.2864 | 3853 | 0
6.2865 | 3854 | 0
6.2881 | 3855 | 0
6.2883 | 3856 | 0
6.2905 | 3857 | 0
6.2917 | 3858 | 0
6.3003 | 3859 | 0
6.3077 | 3860 | 0
6.3079 | 3861 | 0
6.3164 | 3862 | 0
6.3278 | 3863 | 0
6.3283 | 3864 | 0
6.3371 | 3865 | 0
6.3417 | 3866 | 0
6.3576 | 3867 | 0
6.358 | 3868 | 0
6.3696 | 3869 | 0
6.3704 | 3870 | 0
6.3714 | 3871 | 0
6.3743 | 3872 | 0
6.377 | 3873 | 0
6.3905 | 3874 | 0
6.3926 | 3875 | 0
6.4 | 3876 | 0
6.4042 | 3877 | 0
6.4062 | 3878 | 0
6.4118 | 3879 | 0
6.4127 | 3880 | 0
6.4171 | 3881 | 0
6.4175 | 3882 | 0
6.4278 | 3883 | 0
6.4304 | 3884 | 0
6.4335 | 3885 | 0
6.4436 | 3886 | 0
6.449 | 3887 | 0
6.4543 | 3888 | 0
6.4544 | 3889 | 0
6.4565 | 3890 | 0
6.4621 | 3891 | 0
6.4621 | 3892 | 0
6.4665 | 3893 | 0
6.4691 | 3894 | 0
6.4718 | 3895 | 0
6.4751 | 3896 | 0
6.4818 | 3897 | 0
6.4887 | 3898 | 0
6.4943 | 3899 | 0
6.4992 | 3900 | 0
6.5082 | 3901 | 0
6.5099 | 3902 | 0
6.5203 | 3903 | 0
6.5244 | 3904 | 0
6.5363 | 3905 | 0
6.537 | 3906 | 0
6.5435 | 3907 | 0
6.5443 | 3908 | 0
6.5501 | 3909 | 0
6.5529 | 3910 | 0
6.5531 | 3911 | 0
6.5541 | 3912 | 0
6.5611 | 3913 | 0
6.5627 | 3914 | 0
6.572 | 3915 | 0
6.5793 | 3916 | 0
6.5803 | 3917 | 0
6.5804 | 3918 | 0
6.5862 | 3919 | 0
6.591 | 3920 | 0
6.5931 | 3921 | 0
6.6063 | 3922 | 0
6.6127 | 3923 | 0
6.6168 | 3924 | 0
6.618 | 3925 | 0
6.6278 | 3926 | 0
6.6331 | 3927 | 0
6.6361 | 3928 | 0
6.6389 | 3929 | 0
6.6392 | 3930 | 0
6.6422 | 3931 | 0
6.6447 | 3932 | 0
6.6458 | 3933 | 0
6.6531 | 3934 | 0
6.6594 | 3935 | 0
6.6606 | 3936 | 0
6.665 | 3937 | 0
6.6739 | 3938 | 0
6.6834 | 3939 | 0
6.6939 | 3940 | 0
6.6945 | 3941 | 0
6.6994 | 3942 | 0
6.7136 | 3943 | 0
6.7138 | 3944 | 0
6.7193 | 3945 | 0
6.7238 | 3946 | 0
6.7244 | 3947 | 0
6.7245 | 3948 | 0
6.7326 | 3949 | 0
6.7381 | 3950 | 0
6.7479 | 3951 | 0
6.748 | 3952 | 0
6.7517 | 3953 | 0
6.7565 | 3954 | 0
6.7692 | 3955 | 0
6.7705 | 3956 | 0
6.7805 | 3957 | 0
6.7977 | 3958 | 0
6.8009 | 3959 | 0
6.8065 | 3960 | 0
6.8231 | 3961 | 0
6.8251 | 3962 | 0
6.8301 | 3963 | 0
6.8329 | 3964 | 0
6.8366 | 3965 | 0
6.8412 | 3966 | 0
6.8421 | 3967 | 0
6.8439 | 3968 | 0
6.8534 | 3969 | 0
6.8563 | 3970 | 0
6.8644 | 3971 | 0
6.8686 | 3972 | 0
6.8712 | 3973 | 0
6.8784 | 3974 | 0
6.8796 | 3975 | 0
6.8835 | 3976 | 0
6.8845 | 3977 | 0
6.8984 | 3978 | 0
6.8999 | 3979 | 0
6.904 | 3980 | 0
6.9076 | 3981 | 0
6.9186 | 3982 | 0
6.9214 | 3983 | 0
6.9251 | 3984 | 0
6.9324 | 3985 | 0
6.9345 | 3986 | 0
6.938 | 3987 | 0
6.9529 | 3988 | 0
6.9597 | 3989 | 0
6.9803 | 3990 | 0
6.9845 | 3991 | 0
6.9879 | 3992 | 0
6.9925 | 3993 | 0
6.9936 | 3994 | 0
6.9961 | 3995 | 0
7 | 3996 | 0
7.0071 | 3997 | 0
7.0142 | 3998 | 0
7.0248 | 3999 | 0
7.0348 | 4000 | 0
7.0365 | 4001 | 0
7.0382 | 4002 | 0
7.0393 | 4003 | 0
7.0424 | 4004 | 0
7.0624 | 4005 | 0
7.0748 | 4006 | 0
7.0775 | 4007 | 0
7.0924 | 4008 | 0
7.0931 | 4009 | 0
7.094 | 4010 | 0
7.1005 | 4011 | 0
7.1103 | 4012 | 0
7.1192 | 4013 | 0
7.1206 | 4014 | 7.1206
7.1212 | 4015 | 0
7.1291 | 4016 | 0
7.1292 | 4017 | 0
7.1311 | 4018 | 0
7.1332 | 4019 | 0
7.1506 | 4020 | 0
7.1521 | 4021 | 0
7.1713 | 4022 | 0
7.1806 | 4023 | 0
7.1853 | 4024 | 0
7.2006 | 4025 | 0
7.2044 | 4026 | 0
7.2076 | 4027 | 0
7.2092 | 4028 | 0
7.2096 | 4029 | 0
7.214 | 4030 | 0
7.2183 | 4031 | 0
7.2303 | 4032 | 0
7.234 | 4033 | 0
7.2344 | 4034 | 0
7.2351 | 4035 | 0
7.2388 | 4036 | 0
7.2425 | 4037 | 0
7.2522 | 4038 | 0
7.2583 | 4039 | 0
7.2631 | 4040 | 0
7.2676 | 4041 | 0
7.2785 | 4042 | 0
7.2789 | 4043 | 0
7.2854 | 4044 | 0
7.2902 | 4045 | 0
7.3042 | 4046 | 0
7.3102 | 4047 | 0
7.3155 | 4048 | 0
7.3168 | 4049 | 0
7.3219 | 4050 | 0
7.3278 | 4051 | 0
7.3315 | 4052 | 0
7.3443 | 4053 | 0
7.3664 | 4054 | 0
7.367 | 4055 | 0
7.3672 | 4056 | 0
7.3682 | 4057 | 0
7.3689 | 4058 | 0
7.3753 | 4059 | 0
7.3769 | 4060 | 0
7.3786 | 4061 | 0
7.3845 | 4062 | 0
7.4161 | 4063 | 0
7.4214 | 4064 | 0
7.423 | 4065 | 0
7.4486 | 4066 | 0
7.4533 | 4067 | 0
7.4552 | 4068 | 0
7.4604 | 4069 | 0
7.4797 | 4070 | 0
7.4842 | 4071 | 0
7.4941 | 4072 | 0
7.5058 | 4073 | 0
7.5083 | 4074 | 0
7.5156 | 4075 | 0
7.5175 | 4076 | 0
7.5179 | 4077 | 0
7.5185 | 4078 | 0
7.5252 | 4079 | 0
7.5496 | 4080 | 0
7.5586 | 4081 | 0
7.5677 | 4082 | 0
7.571 | 4083 | 0
7.5713 | 4084 | 0
7.5748 | 4085 | 0
7.5881 | 4086 | 0
7.5889 | 4087 | 0
7.6553 | 4088 | 0
7.6555 | 4089 | 0
7.661 | 4090 | 0
7.6653 | 4091 | 0
7.6672 | 4092 | 0
7.6753 | 4093 | 0
7.6841 | 4094 | 0
7.6913 | 4095 | 0
7.7153 | 4096 | 0
7.7279 | 4097 | 0
7.7374 | 4098 | 0
7.7467 | 4099 | 0
7.7471 | 4100 | 0
7.7494 | 4101 | 0
7.7497 | 4102 | 0
7.7678 | 4103 | 0
7.7846 | 4104 | 0
7.811 | 4105 | 0
7.8112 | 4106 | 0
7.813 | 4107 | 0
7.8186 | 4108 | 0
7.819 | 4109 | 0
7.8193 | 4110 | 0
7.8197 | 4111 | 0
7.8365 | 4112 | 0
7.8381 | 4113 | 0
7.8438 | 4114 | 0
7.8494 | 4115 | 0
7.8634 | 4116 | 0
7.8862 | 4117 | 0
7.8937 | 4118 | 0
7.9019 | 4119 | 0
7.9098 | 4120 | 0
7.9108 | 4121 | 0
7.9262 | 4122 | 0
7.9328 | 4123 | 0
7.9581 | 4124 | 0
7.9611 | 4125 | 0
7.9706 | 4126 | 0
7.971 | 4127 | 0
8.0143 | 4128 | 0
8.0156 | 4129 | 0
8.0341 | 4130 | 0
8.0448 | 4131 | 0
8.0645 | 4132 | 0
8.0651 | 4133 | 0
8.0667 | 4134 | 0
8.0706 | 4135 | 0
8.0899 | 4136 | 0
8.1126 | 4137 | 0
8.1139 | 4138 | 0
8.1207 | 4139 | 0
8.1387 | 4140 | 0
8.1641 | 4141 | 0
8.1669 | 4142 | 0
8.178 | 4143 | 0
8.1977 | 4144 | 0
8.2608 | 4145 | 0
8.2706 | 4146 | 0
8.2726 | 4147 | 0
8.2753 | 4148 | 0
8.287 | 4149 | 0
8.2887 | 4150 | 0
8.3023 | 4151 | 0
8.3322 | 4152 | 0
8.3376 | 4153 | 0
8.3416 | 4154 | 0
8.3419 | 4155 | 0
8.3541 | 4156 | 0
8.3574 | 4157 | 0
8.3595 | 4158 | 0
8.3762 | 4159 | 0
8.4367 | 4160 | 0
8.4373 | 4161 | 0
8.4396 | 4162 | 0
8.4593 | 4163 | 0
8.4842 | 4164 | 0
8.4988 | 4165 | 0
8.5007 | 4166 | 0
8.5841 | 4167 | 0
8.5975 | 4168 | 0
8.605 | 4169 | 0
8.6117 | 4170 | 0
8.615 | 4171 | 0
8.6167 | 4172 | 0
8.6243 | 4173 | 0
8.6479 | 4174 | 0
8.6637 | 4175 | 0
8.6847 | 4176 | 0
8.7133 | 4177 | 0
8.7213 | 4178 | 0
8.728 | 4179 | 0
8.7367 | 4180 | 0
8.738 | 4181 | 0
8.7441 | 4182 | 0
8.7502 | 4183 | 0
8.7973 | 4184 | 0
8.8222 | 4185 | 0
8.8348 | 4186 | 0
8.8554 | 4187 | 0
8.8689 | 4188 | 0
8.9063 | 4189 | 0
8.9734 | 4190 | 0
8.977 | 4191 | 0
9.0383 | 4192 | 0
9.054 | 4193 | 0
9.0662 | 4194 | 0
9.103 | 4195 | 0
9.1312 | 4196 | 0
9.157 | 4197 | 0
9.1668 | 4198 | 0
9.1718 | 4199 | 0
9.2063 | 4200 | 0
9.2674 | 4201 | 0
9.2826 | 4202 | 0
9.2871 | 4203 | 0
9.3113 | 4204 | 0
9.3317 | 4205 | 0
9.3546 | 4206 | 0
9.3959 | 4207 | 0
9.4047 | 4208 | 0
9.4067 | 4209 | 0
9.4244 | 4210 | 0
9.4486 | 4211 | 0
9.4662 | 4212 | 0
9.4858 | 4213 | 0
9.518 | 4214 | 0
9.7593 | 4215 | 0
9.8461 | 4216 | 0
9.853 | 4217 | 0
9.9158 | 4218 | 0
9.9245 | 4219 | 0
9.9535 | 4220 | 0
10.0334 | 4221 | 0
10.1182 | 4222 | 0
10.1386 | 4223 | 0
10.515 | 4224 | 0
10.5674 | 4225 | 0
1) Order the hourly Energy demand (Heating) as ascending order
2)Filter the column excluding zeros
3) Find the peak power corresponding to the 95% of the time satisfied

## Energy Demand
Z1_Ideal Load sensible heating….. | Z2… | Z3…. | TOTAL (as sum of the previous) | Z1_Ideal Load sensible cooling….. | Z2… | Z3…. | Z1_Ideal Load latent cooling…..

## Total_Energy
| Total Heating [kWh] | Total Cooling [kWh]
Jan
Feb
Mar
Apr
May
Jun
Jul
Aug
Sep
Oct
Nov
Dec
TOTAL

## Temperature
Z1_Air Temperature | Z1_Operative Temperature | Z2_Air Temperature | Z2_Operative Temperature | Z3…